## About
BDESC - BAU Distributed Electricity Source Capacity (MW) | Louisiana | 2026-08-07
State code (derived): | LA
Census division (derived): | West South Central
Methodology (see docs/methodology/BDESC.md). All math is done in-workbook on Calcs:
1. Anchor: EIA Form 861M net-metered PV capacity (AC, MW) by sector, summed across
utilities for the active state at the latest reported month (SUMIFS on EIA_861M_PV_capacity).
2. Building-type split: commercial = Commercial + Industrial; residential split urban/rural
by the Decennial 2020 urban population share (Census_urban_rural).
3. Growth: anchor x AEO 2026 NATIONAL own-use generation ratio (year / 2025) — Table 4 for
residential, Table 5 for commercial; ratio = 1 through 2025 (the anchor level). AEO is
annual, so no interpolation. National by design: per-state shape sources (Cambium 2022,
Standard Scenarios 2024) mis-state observed state capacity; see the methodology doc.
v1 scope: distributed SOLAR PV only; other distributed sources are 0.
Type a state name into B1 to recalculate every tab. Sources fully cited on the Sources tab.
Per organizational guidance: an input for staff review; verify against primary sources.

## Sources
BDESC - full source citations
One block per external data source: what it provides, publisher, title, year, URL, the specific table used and which tab holds it verbatim, access date and handling, then the caveats. URLs are canonical data or landing pages - verify the exact deep link against the primary source before external publication. Outputs are inputs for staff review, not Energy Innovation positions.
ANCHOR - observed net-metered distributed PV capacity by state and sector
Publisher | U.S. Energy Information Administration
Title | Form EIA-861M, Monthly Electric Power Industry Report - Net Metering (file net_metering2024.xlsx, sheet Utility_Level-States)
Year | 2024
URL | https://www.eia.gov/electricity/data/eia861m/
Table / sheet used | Columns C state, G capacity type, H residential, I commercial, J industrial, at the latest reported month of the latest reported year. Embedded VERBATIM as tab EIA_861M_Net_Metering; summed across utilities by SUMIFS on Allocation cols B-D and Calcs section 2.
Accessed / handling | Accessed 2026-07 for the v2 rebuild; sheet pasted cell-for-cell with no reshaping.
Caveats and limits | Utilities report EITHER an AC row OR a DC row, never both - filtering to AC silently drops whole states (the v1 defect: UT read 13 MW against ~540 actual). Every read is therefore (AC as reported) + (DC x dc_to_ac_derate). Net metering is NOT the whole distributed fleet; the 2023 pair below lifts it onto EIA small-scale basis. Alabama reports no net-metered PV at all in 2024 (5 rows, blank Type, no capacity), which is why the anchor has a fallback.
GROSS-UP DENOMINATOR - net-metered PV in the same year as the non-net-metered numerator
Publisher | U.S. Energy Information Administration
Title | Form EIA-861, Annual Electric Power Industry Report - Net Metering (file Net_Metering_2023.xlsx in f861_2023.zip, sheet "States- Utility Level")
Year | 2023
URL | https://www.eia.gov/electricity/data/eia861/
Table / sheet used | Columns B state, F capacity type, G residential, H commercial, I industrial. Embedded VERBATIM as tab EIA_861_Net_Metering_2023; used in Allocation cols E-F.
Accessed / handling | Accessed 2026-07; sheet pasted cell-for-cell.
Caveats and limits | Annual form, one vintage behind the 861M anchor. It is used ONLY as the denominator of a ratio taken against the non-net-metered file of the same year, so the vintage gap cancels. Do not read levels from this tab.
GROSS-UP NUMERATOR - distributed PV that is not on a net-metering tariff
Publisher | U.S. Energy Information Administration
Title | Form EIA-861, Annual Electric Power Industry Report - Non-Net-Metering Distributed (file Non_Net_Metering_Distributed_2023.xlsx in f861_2023.zip, sheet "States_ Utility Level")
Year | 2023
URL | https://www.eia.gov/electricity/data/eia861/
Table / sheet used | Columns B state, J capacity type, K residential, L commercial, M industrial. Embedded VERBATIM as tab EIA_861_NonNM_Distributed_2023; used in Allocation cols G-H, and as the zero-net-metered anchor fallback in cols K-L.
Accessed / handling | Accessed 2026-07; sheet pasted cell-for-cell.
Caveats and limits | EIA small-scale total = net-metered + non-net-metered. The factor 1 + NNM/NM lifts the anchor onto that basis. Material almost only in Texas (about 2.9x residential, no statewide net metering); elsewhere 1.00-1.14. This file is also the whole Alabama anchor - 21 AL utilities appear here while the 861M net-metering file has none.
GROWTH - how fast distributed generation grows nationally, residential
Publisher | U.S. Energy Information Administration
Title | Annual Energy Outlook 2026, Table 4 Residential Sector Key Indicators and Consumption, Alternative Electricity and Transportation side case (electrnp)
Year | 2026
URL | https://www.eia.gov/outlooks/aeo/tables_side.php
Table / sheet used | Series RKI000:fa_OwnGeneration, On-site Generation for Own Use, national, quads, annual 2025-2050. Embedded VERBATIM as tab AEO_T4_national; the ratio to 2025 is built in Calcs section 6 and sizes the national envelope on Allocation section 2.
Accessed / handling | Accessed 2026-07-01 via the AEO data browser (aeotab4.xlsx), released April 2026.
Caveats and limits | NATIONAL ONLY, and deliberately so: AEO publishes own-generation only at national level (Tables 4 and 5 return "No Regional Tables"; the regional Table 2 carries no own-use series - verified against the EIA API 2026-08-07). Per-state shape sources were tested and rejected: Cambium 2022 and NREL Standard Scenarios 2024 both contradict observed state capacity. Since 2026-08-07 this series sets only the NATIONAL total; the split between states comes from the headroom allocation, not from this ratio.
GROWTH - how fast distributed generation grows nationally, commercial
Publisher | U.S. Energy Information Administration
Title | Annual Energy Outlook 2026, Table 5 Commercial Sector Key Indicators and Consumption, Alternative Electricity and Transportation side case (electrnp)
Year | 2026
URL | https://www.eia.gov/outlooks/aeo/tables_side.php
Table / sheet used | Series CKI000:ha_OwnGeneration, On-site Generation for Own Use, national, quads, annual 2025-2050. Embedded VERBATIM as tab AEO_T5_national.
Accessed / handling | Accessed 2026-07-01 via the AEO data browser (aeotab5.xlsx), released April 2026.
Caveats and limits | AEO commercial own-use includes some NON-PV distributed generation (CHP, fuel cells), so this growth rate is PV-dominated rather than PV-only. Confirm against the AEO Commercial Demand Module assumptions document before quoting it as a rooftop-PV growth rate.
CEILING - how much rooftop area each state physically has
Publisher | National Renewable Energy Laboratory
Title | Rooftop Solar Photovoltaic Technical Potential in the United States: A Detailed Assessment (Gagnon, Margolis, Melius, Phillips, Elmore), NREL/TP-6A20-65298
Year | 2016
URL | https://docs.nrel.gov/docs/fy16osti/65298.pdf
Table / sheet used | Table 6, all buildings, capacity potential GW-DC by state. Transcribed to sources/raw/nrel/rooftop_pv_technical_potential_2016_table6.csv and embedded as tab NREL_rooftop_potential; drives the ceilings in Allocation cols M-P.
Accessed / handling | Accessed 2026-08-03; transcription verified line by line against the PDF text.
Caveats and limits | A ROOF-AREA limit, not an economic one - it never binds on its own (California reaches only 47% of it). The economic ceiling is headroom_f x this, and headroom_f is calibrated on the CEC forecast below. LiDAR vintage 2006-2014 understates todays potential (building stock growth, higher module efficiency), which makes the ceiling conservative in the safe direction. DC-to-AC handled with the same dc_to_ac_derate used for the anchors.
CALIBRATION TARGET - the one external forecast headroom_f is fitted to
Publisher | California Energy Commission
Title | Demand Analysis Working Group (DAWG) behind-the-meter distributed generation forecast decks: "Behind-The-Meter Distributed Generation Forecast Updates" and "Hourly Behind-The-Meter Distributed Generation Forecast Results"
Year | 2024, 2025
URL | https://www.energy.ca.gov/data-reports/california-energy-planning-library/forecasts-and-system-planning
Table / sheet used | CAISO-region BTM PV nameplate 17,037 MW at September 2024, and September hour-13 average PV generation 11,045 MW (2024) rising to 17,100 MW (2040) in the 2025 IEPR mid case. Same month and hour, so the generation ratio scales with nameplate: implied 2040 capacity = 17,037 x 17,100/11,045 = 26,377 MW.
Accessed / handling | Accessed 2026-08-07 (decks dated 2024-12-23 and 2025-10-30). Figures read from the decks; NOT embedded as a tab - only the single derived target enters, via Keys headroom_f.
Caveats and limits | JUDGEMENT PARAMETER, and the weakest link in this workbook: headroom_f is fitted to ONE state and applied to all 48. Defensible because California is the saturation case that sets the curve shape and no other state has a usable independent BTM forecast - NOT defensible as a claim about any individual other state. The CEC series also covers ALL behind-the-meter DG, not PV alone, so treat it as an upper bound. Re-verify against the current IEPR before any external use.
SPLIT - dividing residential rooftop between urban and rural building types
Publisher | U.S. Census Bureau
Title | 2020 Decennial Census, state urban and rural population
Year | 2020
URL | https://www.census.gov/programs-surveys/decennial-census/decade/2020.html
Table / sheet used | Column F, 2020 percent urban population. Embedded VERBATIM as tab Census_2020_Urban_Rural; applied in Calcs section 3.
Accessed / handling | Accessed 2026-06; sheet pasted cell-for-cell.
Caveats and limits | A POPULATION share used as a proxy for where rooftop PV sits. Rooftop adoption is not distributed exactly like population - rural detached housing is more PV-suitable per household - so this split is approximate and affects only how a state total is divided between the two residential tabs, never the state total itself.

## Geography
state_fips | state_abbr | state_name | division_num | division_name
01 | AL | Alabama | 6 | East South Central
04 | AZ | Arizona | 9 | Mountain South
05 | AR | Arkansas | 7 | West South Central
06 | CA | California | 10 | Pacific
08 | CO | Colorado | 8 | Mountain North
09 | CT | Connecticut | 1 | New England
10 | DE | Delaware | 5 | South Atlantic
12 | FL | Florida | 5 | South Atlantic
13 | GA | Georgia | 5 | South Atlantic
16 | ID | Idaho | 8 | Mountain North
17 | IL | Illinois | 3 | East North Central
18 | IN | Indiana | 3 | East North Central
19 | IA | Iowa | 4 | West North Central
20 | KS | Kansas | 4 | West North Central
21 | KY | Kentucky | 6 | East South Central
22 | LA | Louisiana | 7 | West South Central
23 | ME | Maine | 1 | New England
24 | MD | Maryland | 5 | South Atlantic
25 | MA | Massachusetts | 1 | New England
26 | MI | Michigan | 3 | East North Central
27 | MN | Minnesota | 4 | West North Central
28 | MS | Mississippi | 6 | East South Central
29 | MO | Missouri | 4 | West North Central
30 | MT | Montana | 8 | Mountain North
31 | NE | Nebraska | 4 | West North Central
32 | NV | Nevada | 9 | Mountain South
33 | NH | New Hampshire | 1 | New England
34 | NJ | New Jersey | 2 | Middle Atlantic
35 | NM | New Mexico | 9 | Mountain South
36 | NY | New York | 2 | Middle Atlantic
37 | NC | North Carolina | 5 | South Atlantic
38 | ND | North Dakota | 4 | West North Central
39 | OH | Ohio | 3 | East North Central
40 | OK | Oklahoma | 7 | West South Central
41 | OR | Oregon | 10 | Pacific
42 | PA | Pennsylvania | 2 | Middle Atlantic
44 | RI | Rhode Island | 1 | New England
45 | SC | South Carolina | 5 | South Atlantic
46 | SD | South Dakota | 4 | West North Central
47 | TN | Tennessee | 6 | East South Central
48 | TX | Texas | 7 | West South Central
49 | UT | Utah | 8 | Mountain North
50 | VT | Vermont | 1 | New England
51 | VA | Virginia | 5 | South Atlantic
53 | WA | Washington | 10 | Pacific
54 | WV | West Virginia | 5 | South Atlantic
55 | WI | Wisconsin | 3 | East North Central
56 | WY | Wyoming | 8 | Mountain North

## Keys
category | key | value | description
anchor | ac_capacity_type | AC | EIA 861/861M utilities report PV capacity as EITHER an AC row OR a DC row. AC rows are used as-is.
anchor | dc_capacity_type | DC | DC-reporting utilities (dominant in UT/AZ/CO/NM/OR/TX and others) are INCLUDED, converted to AC via dc_to_ac_derate. v1 filtered to AC only, silently dropping DC reporters — the root cause of near-zero BDESC in those states (UT anchor 13 MW vs ~540 actual).
unit | dc_to_ac_derate | 0.833 | DC nameplate -> AC conversion = 1/ILR with inverter loading ratio ~1.2 (typical distributed-PV range 1.1-1.3; NREL). Tunable; VERIFY against a distributed-ILR source before external use.
unit | pct_to_fraction | 0.01 | Multiply a percent (0-100) to get a fraction (0-1)
source | solar_source_label | solar PV | EPS electricity-source row populated by this workbook
growth | t4_own_generation | RKI000:fa_OwnGeneration | AEO 2026 Table 4 (electrnp) series key: residential On-site Generation for Own Use, national quads. Growth source for the two residential BDESC tabs.
growth | t5_own_generation | CKI000:ha_OwnGeneration | AEO 2026 Table 5 (electrnp) series key: commercial On-site Generation for Own Use, national quads. Growth source for the commercial BDESC tab.
growth | aeo_base_year | 2025 | First AEO 2026 year. Growth ratio = OwnGen(y)/OwnGen(2025); years <= 2025 hold at 1, i.e. at the EIA-861M 2024 anchor level.
cap | gw_to_mw | 1000 | GW -> MW
screen | min_plausible_cf | 0.08 | Ground-mount screen. Where reported net-metered capacity implies an annual capacity factor BELOW this, that capacity cannot be behind-the-meter PV, and the sector is re-anchored from EIA small-scale GENERATION instead (see the Sources tab). Only Rhode Island trips it: implied commercial CF 0.020 against 0.121 for the next-lowest state (PA) and 0.12-0.36 for the rest, because RI puts >=1 MW ground-mount arrays on commercial net-metering tariffs while EIA books their output as utility-scale. Threshold sits in the 6x gap between RI and PA; it is data-driven, not a state list.
screen | hours_per_year | 8760 | Hours in a year, for capacity <-> generation
screen | gwh_to_mwh | 1000 | EIA small-scale generation is thousand MWh (= GWh) -> MWh
screen | dpv_period | 2024 | EIA small-scale generation vintage used by the screen
screen | dpv_sector_res | 8 | EIA sectorid for Residential
screen | dpv_sector_com | 96 | EIA sectorid for All Commercial
screen | dpv_sector_ind | 97 | EIA sectorid for All Industrial
cap | cap_fraction_of_potential | 1 | RETIRED as an active constraint 2026-08-07. The headroom allocation ceiling is headroom_f x technical potential, and allocated capacity can never exceed its own ceiling, so a separate technical-potential clip is provably redundant. Kept on Keys because the Calcs Section-3b CHECK still reports allocated total vs this fraction of potential; it no longer multiplies any output cell.
headroom | headroom_f | 0.3055 | Economic ceiling as a fraction of NREL rooftop TECHNICAL potential. The single free parameter of the headroom allocation. CALIBRATED so California hits the CEC-implied 2040 BTM PV capacity of 26,377 MW (all 48 states in the pool) (17,037 MW Sept-2024 nameplate x 17,100/11,045, the CEC September hour-13 generation ratio, which scales with nameplate). Sources: CEC DAWG BTM DG decks 2024-12-23 and 2025-10-30. Roof area is not the binding limit - economics is - so a pure technical ceiling never binds (CA reaches only 47% of it). JUDGEMENT PARAMETER: fitted to ONE state and applied to all 48. Defensible because CA is the saturation case that sets the curve shape and no other state has a usable independent BTM forecast; NOT defensible as a claim about any individual other state. See docs/methodology/BDESC-growth-revision-proposal.md.
headroom | ceiling_floor_margin | 1.0001 | A state ceiling may never sit below its own observed anchor, or the logistic weight would go negative. Ceiling = MAX(anchor x this, headroom_f x potential x sector share).

## EIA_861M_Net_Metering
Utility Level Data - States
Utility Characteristics | [5 empty] | Photovoltaic | [25 empty] | Battery | [29 empty] | Wind | [14 empty] | Other | [14 empty] | All Technologies
[6 empty] | Capacity MW | [5 empty] | Customers |  |  |  |  | Virtual Capacity (MW) |  |  |  |  | Virtual Customers |  |  |  |  | Energy Sold Back MWh |  |  |  |  | PV-Paired Battery Capacity (MW) |  |  |  |  | PV-Paired Installations |  |  |  |  | PV-Paired Energy Capacity (MWh) |  |  |  |  | Not PV-Paired Battery Capacity (MW) |  |  |  |  | Not PV-Paired Installations |  |  |  |  | Not PV-Paired Energy Capacity (MWh) |  |  |  |  | Capacity MW |  |  |  |  | Customers |  |  |  |  | Energy Sold Back MWh |  |  |  |  | Capacity MW |  |  |  |  | Customers |  |  |  |  | Energy Sold Back MWh |  |  |  |  | Capacity MW |  |  |  |  | Customers |  |  |  |  | Energy Sold Back MWh
Year | Month | State | Utility Number | Utility Name | Data Status | Type | Residential | Commercial | Industrial | Transportation | Total | Residential | Commercial | Industrial | Transportation | Total | Residential | Commercial | Industrial | Transportation | Total | Residential | Commercial | Industrial | Transportation | Total | Residential | Commercial | Industrial | Transportation | Total | Residential | Commercial | Industrial | Transportation | Total | Residential | Commercial | Industrial | Transportation | Total | Residential | Commercial | Industrial | Transportation | Total | Residential | Commercial | Industrial | Transportation | Total | Residential | Commercial | Industrial | Transportation | Total | Residential | Commercial | Industrial | Transportation | Total | Residential | Commercial | Industrial | Transportation | Total | Residential | Commercial | Industrial | Transportation | Total | Residential | Commercial | Industrial | Transportation | Total | Residential | Commercial | Industrial | Transportation | Total | Residential | Commercial | Industrial | Transportation | Total | Residential | Commercial | Industrial | Transportation | Total | Residential | Commercial | Industrial | Transportation | Total | Residential | Commercial | Industrial | Transportation | Total | Residential | Commercial | Industrial | Transportation | Total
2024 | 1 | AK | 219 | Alaska Power and Telephone Co | Preliminary | AC | 0.012 | 0.021 | . | . | 0.033 | 3 | 2 | . | . | 5 | . | . | . | . | 0 | . | . | . | . | 0 | . | . | . | . | 0 | . | . | . | . | 0 | . | . | . | . | 0 | . | . | . | . | 0 | . | . | . | . | 0 | . | . | . | . | 0 | . | . | . | . | 0 | . | . | . | . | 0 | . | . | . | . | 0 | . | . | . | . | 0 | 0.005 | . | . | . | 0.005 | 1 | . | . | . | 1 | . | . | . | . | 0 | 0.017 | 0.021 | NM | 0 | 0.038 | 4 | 2 | 0 | 0 | 6 | 0 | 0 | 0 | 0 | 0
2024 | 1 | AK | 3522 | Chugach Electric Assn Inc | Preliminary | AC | 4.052 | 0.675 | . | . | 4.727 | 830 | 63 | . | . | 893 | . | . | . | . | 0 | . | . | . | . | 0 | . | . | . | . | 0 | . | . | . | . | 0 | . | . | . | . | 0 | . | . | . | . | 0 | . | . | . | . | 0 | . | . | . | . | 0 | . | . | . | . | 0 | . | 0.01 | . | . | 0.01 | . | 4 | . | . | 4 | . | . | . | . | 0 | . | . | . | . | 0 | . | . | . | . | 0 | . | . | . | . | 0 | 4.052 | 0.685 | NM | 0 | 4.737 | 830 | 67 | 0 | 0 | 897 | 0 | 0 | 0 | 0 | 0
2024 | 1 | AK | 7353 | Golden Valley Elec Assn Inc | Preliminary | AC | 3.843 | 0.543 | 0.121 | 0 | 4.507 | 725 | 55 | 9 | 0 | 789 | . | . | . | . | 0 | . | . | . | . | 0 | 0.062 | 0.01 | 0 | 0 | 0.072 | . | . | . | . | 0 | . | . | . | . | 0 | . | . | . | . | 0 | . | . | . | . | 0 | . | . | . | . | 0 | . | . | . | . | 0 | 0.016 | 0.012 | 0 | 0 | 0.028 | 5 | 2 | 0 | 0 | 7 | 0 | 0 | 0 | 0 | 0 | . | . | . | . | 0 | . | . | . | . | 0 | . | . | . | . | 0 | 3.859 | 0.555 | 0.121 | 0 | 4.535 | 730 | 57 | 9 | 0 | 796 | 0.062 | 0.01 | 0 | 0 | 0.072
2024 | 1 | AK | 11824 | Matanuska Electric Assn Inc | Preliminary | AC | 2.621 | 0.406 | . | . | 3.027 | 409 | 33 | . | . | 442 | . | . | . | . | 0 | . | . | . | . | 0 | . | . | . | . | 0 | . | . | . | . | 0 | . | . | . | . | 0 | . | . | . | . | 0 | . | . | . | . | 0 | . | . | . | . | 0 | . | . | . | . | 0 | 0.064 | 0.016 | . | . | 0.08 | 20 | 3 | . | . | 23 | . | . | . | . | 0 | 0.048 | 0.004 | . | . | 0.052 | 7 | 1 | . | . | 8 | . | . | . | . | 0 | 2.733 | 0.426 | NM | 0 | 3.159 | 436 | 37 | 0 | 0 | 473 | 0 | 0 | 0 | 0 | 0
2024 | 1 | AK | 19558 | Homer Electric Assn Inc | Preliminary | DC | 2.759 | 0.85 | . | . | 3.609 | 485 | 51 | . | . | 536 | . | . | . | . | 0 | . | . | . | . | 0 | 3.159 | 2.585 | . | . | 5.744 | . | . | . | . | 0 | . | . | . | . | 0 | . | . | . | . | 0 | . | . | . | . | 0 | . | . | . | . | 0 | . | . | . | . | 0 | 0.103 | 0.014 | . | . | 0.117 | 31 | 3 | . | . | 34 | 0.368 | 0.154 | . | . | 0.522 | . | . | . | . | 0 | . | . | . | . | 0 | . | . | . | . | 0 | 2.862 | 0.864 | NM | 0 | 3.726 | 516 | 54 | 0 | 0 | 570 | 3.527 | 2.739 | 0 | 0 | 6.266
2024 | 1 | AK | 99999 | Adjustment 2024 | Preliminary |  | -0.45 | -0.058 | . | . | -0.508 | . | . | . | . | . | . | . | . | . | 0 | . | . | . | . | . | . | . | . | . | . | . | . | . | . | 0 | . | . | . | . | . | . | . | . | . | . | . | . | . | . | 0 | . | . | . | . | . | . | . | . | . | . | . | . | . | . | . | . | . | . | . | . | . | . | . | . | . | . | . | . | . | . | . | . | . | . | . | . | . | . | . | . | -0.45 | -0.058 | . | . | -0.508 | . | . | . | . | . | . | . | . | . | .
2024 | 1 | AL | 99999 | Adjustment 2024 | Preliminary |  | NM | NM | . | . | NM | . | . | . | . | . | . | . | . | . | . | . | . | . | . | . | . | . | . | . | . | . | . | . | . | . | . | . | . | . | . | . | . | . | . | . | . | . | . | . | . | . | . | . | . | . | . | . | . | . | . | . | . | . | . | . | . | . | . | . | . | . | . | . | . | . | . | . | . | . | . | . | . | . | . | . | . | . | . | . | . | NM | NM | . | . | NM | . | . | . | . | . | . | . | . | . | .
2024 | 1 | AR | 814 | Entergy Arkansas LLC | Preliminary | DC | 68.84 | 63.74 | 4.01 | 0 | 136.59 | 6500 | 259 | 35 | 0 | 6794 | . | . | . | . | 0 | . | . | . | . | 0 | . | . | . | . | 0 | 0 | 0 | 0 | 0 | 0 | 0 | 0 | 0 | 0 | 0 | 0 | 0 | 0 | 0 | 0 | 0 | 0 | 0 | 0 | 0 | 0 | 0 | 0 | 0 | 0 | 0 | 0 | 0 | 0 | 0 | 0.007 | 0.002 | 0.006 | 0 | 0.015 | 1 | 1 | 2 | 0 | 4 | . | . | . | . | 0 | 0 | 0 | 0 | 0 | 0 | 0 | 0 | 0 | 0 | 0 | . | . | . | . | 0 | 68.847 | 63.742 | 4.016 | 0 | 136.605 | 6501 | 260 | 37 | 0 | 6798 | 0 | 0 | 0 | 0 | 0
2024 | 1 | AR | 817 | Arkansas Valley Elec Coop Corp | Preliminary | AC | 10.92 | 2.114 | . | . | 13.034 | 911 | 16 | . | . | 927 | . | . | . | . | 0 | . | . | . | . | 0 | 340.949 | 130.369 | . | . | 471.318 | . | . | . | . | 0 | . | . | . | . | 0 | . | . | . | . | 0 | . | . | . | . | 0 | . | . | . | . | 0 | . | . | . | . | 0 | 0.001 | . | . | . | 0.001 | 1 | . | . | . | 1 | . | . | . | . | . | . | . | . | . | 0 | . | . | . | . | 0 | . | . | . | . | 0 | 10.921 | 2.114 | NM | 0 | 13.035 | 912 | 16 | 0 | 0 | 928 | 340.949 | 130.369 | 0 | 0 | 471.318
2024 | 1 | AR | 3093 | Carroll Electric Coop Corp - (AR) | Preliminary | DC | 16.507 | . | . | . | 16.507 | 1988 | . | . | . | 1988 | . | . | . | . | 0 | . | . | . | . | 0 | . | . | . | . | 0 | . | . | . | . | 0 | . | . | . | . | 0 | . | . | . | . | 0 | . | . | . | . | 0 | . | . | . | . | 0 | . | . | . | . | 0 | 0.019 | . | . | . | 0.019 | 3 | . | . | . | 3 | . | . | . | . | 0 | . | . | . | . | 0 | . | . | . | . | 0 | . | . | . | . | 0 | 16.526 | NM | NM | 0 | 16.526 | 1991 | 0 | 0 | 0 | 1991 | 0 | 0 | 0 | 0 | 0
2024 | 1 | AR | 5860 | Empire District Electric Co | Preliminary | AC | 0.898 | 0 | 0 | 0 | 0.898 | 123 | 0 | 0 | 0 | 123 | 0 | 0 | 0 | 0 | 0 | 0 | 0 | 0 | 0 | 0 | 0 | 0 | 0 | 0 | 0 | . | . | . | . | 0 | . | . | . | . | 0 | . | . | . | . | 0 | . | . | . | . | 0 | . | . | . | . | 0 | . | . | . | . | 0 | . | . | . | . | 0 | . | . | . | . | 0 | . | . | . | . | 0 | . | . | . | . | 0 | . | . | . | . | 0 | . | . | . | . | 0 | 0.898 | NM | NM | 0 | 0.898 | 123 | 0 | 0 | 0 | 123 | 0 | 0 | 0 | 0 | 0
2024 | 1 | AR | 6342 | First Electric Coop Corp | Preliminary | AC | 16.16 | 2.49 | 0.791 | 0 | 19.441 | 1747 | 13 | 7 | 0 | 1767 | 0 | 0 | 0 | 0 | . | 0 | 0 | 0 | 0 | . | 0 | 0 | 0 | 0 | . | 0 | 0 | 0 | 0 | . | 0 | 0 | 0 | 0 | . | 0 | 0 | 0 | 0 | . | 0 | 0 | 0 | 0 | . | 0 | 0 | 0 | 0 | . | 0 | 0 | 0 | 0 | . | 0 | 0 | 0 | 0 | . | 0 | 0 | 0 | 0 | . | 0 | 0 | 0 | 0 | . | 0 | 0 | 0 | 0 | . | 0 | 0 | 0 | 0 | . | 0 | 0 | 0 | 0 | . | 16.16 | 2.49 | 0.791 | 0 | 19.441 | 1747 | 13 | 7 | 0 | 1767 | 0 | 0 | 0 | 0 | 0
2024 | 1 | AR | 13718 | City of North Little Rock - (AR) | Preliminary | AC | 2.53 | 0.45 | 2.45 | 0 | 5.43 | 335 | 6 | 2 | 0 | 343 | . | . | . | . | 0 | . | . | . | . | 0 | . | . | . | . | 0 | . | . | . | . | 0 | . | . | . | . | 0 | . | . | . | . | 0 | . | . | . | . | 0 | . | . | . | . | 0 | . | . | . | . | 0 | . | . | . | . | 0 | . | . | . | . | 0 | . | . | . | . | 0 | . | . | . | . | 0 | . | . | . | . | 0 | . | . | . | . | 0 | 2.53 | 0.45 | 2.45 | 0 | 5.43 | 335 | 6 | 2 | 0 | 343 | 0 | 0 | 0 | 0 | 0
2024 | 1 | AR | 14063 | Oklahoma Gas & Electric Co | Preliminary | AC | 4.707 | 2.31 | 0 | 0 | 7.017 | 596 | 20 | 0 | 0 | 616 | 1.799 | 3.131 | 0.004 | 0 | 4.934 | 472 | 399 | 1 | 0 | 872 | 0 | 0 | 0 | 0 | 0 | 0 | 0 | 0 | 0 | 0 | 0 | 0 | 0 | 0 | 0 | 0 | 0 | 0 | 0 | 0 | 0 | 0 | 0 | 0 | 0 | 0 | 0 | 0 | 0 | 0 | 0 | 0 | 0 | 0 | 0 | 0.004 | 0 | 0 | 0 | 0.004 | 2 | 0 | 0 | 0 | 2 | 0 | 0 | 0 | 0 | 0 | 0 | 0 | 0 | 0 | 0 | 0 | 0 | 0 | 0 | 0 | 0 | 0 | 0 | 0 | 0 | 6.51 | 5.441 | 0.004 | 0 | 11.955 | 1070 | 419 | 1 | 0 | 1490 | 0 | 0 | 0 | 0 | 0
2024 | 1 | AR | 17698 | Southwestern Electric Power Co | Preliminary | AC | 9.293 | 1.782 | 0.734 | . | 11.809 | 1406 | 45 | 2 | . | 1453 | 0.201 | 3.529 | . | . | 3.73 | 16 | 10 | . | . | 26 | 333.653 | 812.106 | 30.276 | . | 1176.035 | 0.093 | 0.007 | . | . | 0.1 | 16 | 1 | . | . | 17 | 0.278 | 0.013 | . | . | 0.291 | . | . | . | . | 0 | . | 0 | . | . | 0 | . | . | . | . | 0 | . | 0.002 | . | . | 0.002 | . | 1 | . | . | 1 | . | 0 | . | . | 0 | . | 3 | . | . | 3 | . | 1 | . | . | 1 | . | 0 | . | . | 0 | 9.494 | 8.313 | 0.734 | 0 | 18.541 | 1422 | 57 | 2 | 0 | 1481 | 333.653 | 812.106 | 30.276 | 0 | 1176.035
2024 | 1 | AR | 99999 | Adjustment 2024 | Preliminary |  | 16.692 | 14.656 | 17.34 | 0 | 48.688 | . | . | . | . | . | . | . | . | . | 0 | . | . | . | . | . | . | . | . | . | . | 0 | 0 | 0 | 0 | 0 | . | . | . | . | . | . | . | . | . | . | 0 | 0 | 0 | 0 | 0 | . | . | . | . | . | . | . | . | . | . | . | . | . | . | . | . | . | . | . | . | . | . | . | . | . | . | . | . | . | . | . | . | . | . | . | . | . | . | . | . | 16.692 | 14.656 | 17.34 | 0 | 48.688 | . | . | . | . | . | . | . | . | . | .
2024 | 1 | AZ | 176 | Ajo Improvement Co | Preliminary | AC | 0.061 | 0.005 | . | . | 0.066 | 12 | 3 | . | . | 15 | . | . | . | . | 0 | . | . | . | . | 0 | 3.233 | 0.342 | . | . | 3.575 | . | . | . | . | 0 | . | . | . | . | 0 | . | . | . | . | 0 | . | . | . | . | 0 | . | . | . | . | 0 | . | . | . | . | 0 | . | . | . | . | 0 | . | . | . | . | 0 | . | . | . | . | 0 | . | . | . | . | 0 | . | . | . | . | 0 | . | . | . | . | 0 | 0.061 | 0.005 | NM | 0 | 0.066 | 12 | 3 | 0 | 0 | 15 | 3.233 | 0.342 | 0 | 0 | 3.575
2024 | 1 | AZ | 803 | Arizona Public Service Co | Preliminary | DC | 1551.171 | 358.877 | 0 | 0 | 1910.048 | 173666 | 2120 | 0 | 0 | 175786 | . | . | . | . | 0 | . | . | . | . | 0 | . | . | . | . | 0 | 27.561 | 1.328 | 0 | 0 | 28.889 | 3295 | 16 | 0 | 0 | 3311 | 64.728 | 2.366 | 0 | 0 | 67.094 | 0.75 | 1.321 | 0 | 0 | 2.071 | 93 | 7 | 0 | 0 | 100 | 1.995 | 0.891 | 0 | 0 | 2.886 | 0.057 | 0.125 | 0 | 0 | 0.182 | 25 | 12 | 0 | 0 | 37 | . | . | . | . | 0 | . | . | . | . | 0 | . | . | . | . | 0 | . | . | . | . | 0 | 1551.228 | 359.002 | NM | 0 | 1910.23 | 173691 | 2132 | 0 | 0 | 175823 | 0 | 0 | 0 | 0 | 0
2024 | 1 | AZ | 12919 | Morenci Water and Electric | Preliminary | AC | 0.008 | 0.028 | . | . | 0.036 | 1 | 3 | . | . | 4 | . | . | . | . | 0 | . | . | . | . | 0 | 0.338 | 1.071 | . | . | 1.409 | . | . | . | . | 0 | . | . | . | . | 0 | . | . | . | . | 0 | . | . | . | . | 0 | . | . | . | . | 0 | . | . | . | . | 0 | . | . | . | . | 0 | . | . | . | . | 0 | . | . | . | . | 0 | . | . | . | . | 0 | . | . | . | . | 0 | . | . | . | . | 0 | 0.008 | 0.028 | NM | 0 | 0.036 | 1 | 3 | 0 | 0 | 4 | 0.338 | 1.071 | 0 | 0 | 1.409
2024 | 1 | AZ | 16572 | Salt River Project | Preliminary | AC | 360.44 | 133.61 | 7.28 | 0 | 501.33 | 55776 | 871 | 10 | 0 | 56657 | 0 | 0 | 0 | 0 | 0 | 0 | 0 | 0 | 0 | 0 | 3163.55 | 2420.6 | 0 | 0 | 5584.15 | 22.17 | 0.84 | 0 | 0 | 23.01 | 3529 | 14 | 0 | 0 | 3543 | 70.99 | 1.56 | 0 | 0 | 72.55 | 1.62 | 0 | 0 | 0 | 1.62 | 204 | 0 | 0 | 0 | 204 | 4.38 | 0 | 0 | 0 | 4.38 | . | . | . | . | 0 | . | . | . | . | 0 | . | . | . | . | 0 | . | . | . | . | 0 | . | . | . | . | 0 | . | . | . | . | 0 | 360.44 | 133.61 | 7.28 | 0 | 501.33 | 55776 | 871 | 10 | 0 | 56657 | 3163.55 | 2420.6 | 0 | 0 | 5584.15
2024 | 1 | AZ | 19189 | Trico Electric Cooperative Inc | Preliminary | DC | 40.76 | 15.173 | . | . | 55.933 | 5184 | 74 | . | . | 5258 | 0.043 | 0.183 | . | . | 0.226 | 42 | 1 | . | . | 43 | 2350.902 | 501.388 | . | . | 2852.29 | . | . | . | . | 0 | . | . | . | . | 0 | . | . | . | . | 0 | . | . | . | . | 0 | . | . | . | . | 0 | . | . | . | . | 0 | 0.002 | . | . | . | 0.002 | 1 | . | . | . | 1 | 0.01 | . | . | . | 0.01 | . | . | . | . | 0 | . | . | . | . | 0 | . | . | . | . | 0 | 40.805 | 15.356 | NM | 0 | 56.161 | 5227 | 75 | 0 | 0 | 5302 | 2350.912 | 501.388 | 0 | 0 | 2852.3
2024 | 1 | AZ | 19728 | UNS Electric, Inc | Preliminary | AC | 67.08 | 16 | . | . | 83.08 | 8461 | 228 | . | . | 8689 | . | . | . | . | 0 | . | . | . | . | 0 | 4512.705 | 499.09 | . | . | 5011.795 | 1.09 | . | . | . | 1.09 | 137 | . | . | . | 137 | . | . | . | . | 0 | . | . | . | . | 0 | . | . | . | . | 0 | . | . | . | . | 0 | 0.3 | 0.01 | . | . | 0.31 | 117 | 1 | . | . | 118 | 3.749 | . | . | . | 3.749 | . | . | . | . | 0 | . | . | . | . | 0 | . | . | . | . | 0 | 67.38 | 16.01 | NM | 0 | 83.39 | 8578 | 229 | 0 | 0 | 8807 | 4516.454 | 499.09 | 0 | 0 | 5015.544
2024 | 1 | AZ | 21538 | Mohave Electric Cooperative, Inc. | Preliminary | AC | 19.913 | 3.583 | . | . | 23.496 | 1941 | 92 | . | . | 2033 | . | . | . | . | 0 | . | . | . | . | 0 | 383.623 | 47.398 | . | . | 431.021 | . | . | . | . | 0 | . | . | . | . | 0 | . | . | . | . | 0 | . | . | . | . | 0 | . | . | . | . | 0 | . | . | . | . | 0 | 0.055 | . | . | . | 0.055 | 25 | . | . | . | 25 | 0 | . | . | . | 0 | . | . | . | . | 0 | . | . | . | . | 0 | . | . | . | . | 0 | 19.968 | 3.583 | NM | 0 | 23.551 | 1966 | 92 | 0 | 0 | 2058 | 383.623 | 47.398 | 0 | 0 | 431.021
2024 | 1 | AZ | 24211 | Tucson Electric Power Co | Preliminary | AC | 316.008 | 154.44 | . | . | 470.448 | 47373 | 1076 | . | . | 48449 | . | . | . | . | 0 | . | . | . | . | 0 | 3564.11 | 2033.53 | . | . | 5597.64 | 9.4 | 0.34 | . | . | 9.74 | 1041 | 7 | . | . | 1048 | . | . | . | . | 0 | . | 0.21 | . | . | 0.21 | . | 1 | . | . | 1 | . | . | . | . | 0 | 0.024 | 0.012 | . | . | 0.036 | 1 | 1 | . | . | 2 | 0.001 | . | . | . | 0.001 | . | . | . | . | 0 | . | . | . | . | 0 | . | . | . | . | 0 | 316.032 | 154.452 | NM | 0 | 470.484 | 47374 | 1077 | 0 | 0 | 48451 | 3564.111 | 2033.53 | 0 | 0 | 5597.641
2024 | 1 | AZ | 99999 | Adjustment 2024 | Preliminary |  | -232.988 | -58.735 | 0 | 0 | -291.723 | . | . | . | . | . | -0.007 | -0.032 | . | . | -0.039 | . | . | . | . | . | . | . | . | . | . | -4.807 | -0.232 | 0 | 0 | -5.038 | . | . | . | . | . | . | . | . | . | . | -0.131 | -0.23 | 0 | 0 | -0.361 | . | . | . | . | . | . | . | . | . | . | . | . | . | . | . | . | . | . | . | . | . | . | . | . | . | . | . | . | . | . | . | . | . | . | . | . | . | . | . | . | -232.995 | -58.767 | NM | 0 | -291.763 | . | . | . | . | . | . | . | . | . | .
2024 | 1 | CA | 4390 | City of Corona - (CA) | Preliminary | AC | 0.136 | 0.4 | 0 | 0 | 0.536 | 18 | 3 | 0 | 0 | 21 | 0 | 0 | 0 | 0 | 0 | 0 | 0 | 0 | 0 | 0 | 0 | 0 | 0 | 0 | 0 | 0 | 0 | 0 | 0 | 0 | 0 | 0 | 0 | 0 | 0 | 0 | 0 | 0 | 0 | 0 | 0 | 0 | 0 | 0 | 0 | 0 | 0 | 0 | 0 | 0 | 0 | 0 | 0 | 0 | 0 | 0 | 0 | 0 | 0 | 0 | 0 | 0 | 0 | 0 | 0 | 0 | 0 | 0 | 0 | 0 | 0 | 0 | 0 | 0 | 0 | 0 | 0 | 0 | 0 | 0 | 0 | 0 | 0 | . | 0 | 0.136 | 0.4 | NM | 0 | 0.536 | 18 | 3 | 0 | 0 | 21 | 0 | 0 | 0 | 0 | 0
2024 | 1 | CA | 9216 | Imperial Irrigation District | Preliminary | AC | 68.031 | 57.143 | . | . | 125.174 | 8847 | 258 | . | . | 9105 | 3.529 | 0.309 | . | . | 3.838 | 1148 | 101 | . | . | 1249 | . | . | . | . | 0 | . | . | . | . | 0 | . | . | . | . | 0 | . | . | . | . | 0 | . | . | . | . | 0 | . | . | . | . | 0 | . | . | . | . | 0 | 0.002 | . | . | . | 0.002 | 1 | . | . | . | 1 | . | . | . | . | 0 | . | 2.15 | . | . | 2.15 | . | 8 | . | . | 8 | . | . | . | . | 0 | 71.562 | 59.602 | NM | 0 | 131.164 | 9996 | 367 | 0 | 0 | 10363 | 0 | 0 | 0 | 0 | 0
2024 | 1 | CA | 11208 | Los Angeles Department of Water & Power | Preliminary | AC | 487.812 | 130.999 | . | . | 618.811 | 80186 | 1672 | . | . | 81858 | . | . | . | . | 0 | . | . | . | . | 0 | 17676.64 | 1867.35 | . | . | 19543.99 | 30.37 | 2.03 | . | . | 32.4 | 3964 | 3 | . | . | 3967 | . | . | . | . | 0 | 2.01 | 1.14 | . | . | 3.15 | 282 | 5 | . | . | 287 | . | . | . | . | 0 | . | . | . | . | 0 | . | . | . | . | 0 | . | . | . | . | 0 | . | . | . | . | 0 | . | . | . | . | 0 | . | . | . | . | 0 | 487.812 | 130.999 | NM | 0 | 618.811 | 80186 | 1672 | 0 | 0 | 81858 | 17676.64 | 1867.35 | 0 | 0 | 19543.99
2024 | 1 | CA | 12745 | Modesto Irrigation District | Preliminary | AC | 51.941 | 16.653 | 9.914 | . | 78.508 | 10430 | 180 | 55 | . | 10665 | . | . | . | . | 0 | . | . | . | . | 0 | . | . | . | . | 0 | 3.136 | . | 0.171 | . | 3.307 | 418 | . | 1 | . | 419 | . | . | . | . | 0 | . | . | 1.341 | . | 1.341 | . | . | 1 | . | 1 | . | . | . | . | 0 | . | . | . | . | 0 | . | . | . | . | 0 | . | . | . | . | 0 | . | . | . | . | 0 | . | . | . | . | 0 | . | . | . | . | 0 | 51.941 | 16.653 | 9.914 | 0 | 78.508 | 10430 | 180 | 55 | 0 | 10665 | 0 | 0 | 0 | 0 | 0
2024 | 1 | CA | 14328 | Pacific Gas & Electric Co. | Preliminary | AC | 5046.61 | 1530.522 | 1262.638 | 0 | 7839.77 | 805513 | 15768 | 5326 | 0 | 826607 | 23.022 | 49.347 | 0.138 | 0 | 72.507 | 5876 | 3688 | 4 | 0 | 9568 | 0 | 0 | 0 | 0 | 0 | 514.075 | 35.649 | 57.496 | 0 | 607.22 | 75115 | 340 | 158 | 0 | 75613 | 0 | 0 | 0 | 0 | 0 | 0.085 | 0 | 0.245 | 0 | 0.33 | 8 | 0 | 2 | 0 | 10 | 0 | 0 | 0 | 0 | 0 | 0.916 | 0.623 | 27.133 | 0 | 28.672 | 165 | 36 | 43 | 0 | 244 | 0 | 0 | 0 | 0 | 0 | 0.26 | 61.177 | 185.335 | 0 | 246.772 | 35 | 91 | 251 | 0 | 377 | 0 | 0 | 0 | 0 | 0 | 5070.808 | 1641.669 | 1475.244 | 0 | 8187.721 | 811589 | 19583 | 5624 | 0 | 836796 | 0 | 0 | 0 | 0 | 0
2024 | 1 | CA | 14354 | PacifiCorp | Preliminary | DC | 5.703 | 4.811 | 2.964 | 0 | 13.478 | 728 | 66 | 21 | 0 | 815 | . | . | . | . | 0 | . | . | . | . | 0 | . | . | . | . | 0 | 0.649 | 0.03 | 0 | 0 | 0.679 | 56 | 1 | 0 | 0 | 57 | 0.806 | 0.01 | 0 | 0 | 0.816 | . | . | . | . | 0 | . | . | . | . | 0 | . | . | . | . | 0 | 0.001 | 0.005 | 0 | 0 | 0.006 | 1 | 2 | 0 | 0 | 3 | . | . | . | . | 0 | 0.011 | 0.066 | 0 | 0 | 0.077 | 2 | 1 | 0 | 0 | 3 | . | . | . | . | 0 | 5.715 | 4.882 | 2.964 | 0 | 13.561 | 731 | 69 | 21 | 0 | 821 | 0 | 0 | 0 | 0 | 0
2024 | 1 | CA | 14534 | City of Pasadena - (CA) | Preliminary | AC | 14.577 | 9.466 | . | . | 24.043 | 2487 | 100 | . | . | 2587 | . | . | . | . | 0 | . | . | . | . | 0 | 19.567 | 34.647 | . | . | 54.214 | . | . | . | . | 0 | . | . | . | . | 0 | . | . | . | . | 0 | . | . | . | . | 0 | . | . | . | . | 0 | . | . | . | . | 0 | . | . | . | . | 0 | . | . | . | . | 0 | . | . | . | . | 0 | . | . | . | . | 0 | . | . | . | . | 0 | . | . | . | . | 0 | 14.577 | 9.466 | NM | 0 | 24.043 | 2487 | 100 | 0 | 0 | 2587 | 19.567 | 34.647 | 0 | 0 | 54.214
2024 | 1 | CA | 16534 | Sacramento Municipal Util Dist | Preliminary | AC | 234.822 | 84.043 | 37.188 | 0 | 356.053 | 51786 | 1242 | 51 | 0 | 53079 | 0.671 | 0.348 | . | . | 1.019 | 560 | 43 | . | . | 603 | . | . | . | . | 0 | 10.343 | 0.063 | 0.5 | . | 10.906 | 1603 | 5 | 1 | . | 1609 | . | . | . | . | 0 | . | . | . | . | 0 | . | . | . | . | 0 | . | . | . | . | 0 | 0.002 | . | 0.005 | . | 0.007 | 1 | . | 1 | . | 2 | . | . | . | . | 0 | . | . | . | . | 0 | . | . | . | . | 0 | . | . | . | . | 0 | 235.495 | 84.391 | 37.193 | 0 | 357.079 | 52347 | 1285 | 52 | 0 | 53684 | 0 | 0 | 0 | 0 | 0
2024 | 1 | CA | 16609 | San Diego Gas & Electric Co | Preliminary | AC | 1710.515 | 297.077 | 103.171 | 0 | 2110.763 | 309285 | 5385 | 139 | 0 | 314809 | 22.302 | 6.628 | 3.825 | 0 | 32.755 | 599 | 78 | 6 | 0 | 683 | 0 | 1 | 0 | 0 | 1 | 68.544 | 15.475 | 4.476 | 0 | 88.495 | 10261 | 175 | 6 | 0 | 10442 | 0 | 0 | 0 | 0 | 0 | 0 | 0 | 0 | 0 | 0 | 0 | 0 | 0 | 0 | 0 | 0 | 0 | 0 | 0 | 0 | 0.122 | 0.007 | 1 | 0 | 1.129 | 37 | 3 | 1 | 0 | 41 | 0 | 0 | 0 | 0 | 0 | 0.022 | 14.177 | 15.308 | 0 | 29.507 | 2 | 52 | 21 | 0 | 75 | 0 | 0 | 0 | 0 | 0 | 1732.961 | 317.889 | 123.304 | 0 | 2174.154 | 309923 | 5518 | 167 | 0 | 315608 | 0 | 1 | 0 | 0 | 1
2024 | 1 | CA | 16655 | City of Santa Clara - (CA) | Preliminary | AC | 3.207 | 16.313 | . | . | 19.52 | 826 | 99 | . | . | 925 | . | . | . | . | . | . | . | . | . | . | . | . | . | . | . | . | . | . | . | . | . | . | . | . | . | . | . | . | . | . | . | . | . | . | . | . | . | . | . | . | . | . | . | . | . | . | . | . | . | . | . | . | . | . | . | . | . | . | . | . | . | . | . | . | . | . | . | . | . | . | . | . | . | . | . | 3.207 | 16.313 | NM | 0 | 19.52 | 826 | 99 | 0 | 0 | 925 | 0 | 0 | 0 | 0 | 0
2024 | 1 | CA | 17609 | Southern California Edison Co | Preliminary | AC | 3909.627 | 1011.655 | 277.172 | . | 5198.454 | 633084 | 9175 | 506 | . | 642765 | 8.337 | 45.175 | . | . | 53.512 | 103 | 1134 | . | . | 1237 | . | . | . | . | 0 | 322.612 | 61.661 | 5.286 | . | 389.559 | 49438 | 444 | 15 | . | 49897 | 786.316 | 143.906 | 15.857 | . | 946.079 | . | . | . | . | 0 | . | . | . | . | 0 | . | . | . | . | 0 | 1.788 | 4.955 | 8.1 | . | 14.843 | 212 | 15 | 7 | . | 234 | . | . | . | . | 0 | 0.721 | 49.285 | 33.703 | . | 83.709 | 76 | 129 | 46 | . | 251 | . | . | . | . | 0 | 3920.473 | 1111.07 | 318.975 | 0 | 5350.518 | 633475 | 10453 | 559 | 0 | 644487 | 0 | 0 | 0 | 0 | 0
2024 | 1 | CA | 17612 | Bear Valley Electric Service | Preliminary | DC | 2.807 | 3.112 | . | . | 5.919 | 582 | 25 | . | . | 607 | . | . | . | . | . | . | . | . | . | . | . | . | . | . | . | . | . | . | . | . | . | . | . | . | . | . | . | . | . | . | . | . | . | . | . | . | . | . | . | . | . | . | . | . | . | 0.069 | 0.01 | . | . | 0.079 | 6 | 1 | . | . | 7 | . | . | . | . | . | . | . | . | . | . | . | . | . | . | . | . | . | . | . | . | 2.876 | 3.122 | NM | 0 | 5.998 | 588 | 26 | 0 | 0 | 614 | 0 | 0 | 0 | 0 | 0
2024 | 1 | CA | 18260 | Surprise Valley Electrification | Preliminary | AC | 0.137 | 0.028 | 0 | 0 | 0.165 | 14 | 3 | 0 | 0 | 17 | . | . | . | . | 0 | . | . | . | . | 0 | . | . | . | . | 0 | . | . | . | . | 0 | . | . | . | . | 0 | . | . | . | . | 0 | . | . | . | . | 0 | . | . | . | . | 0 | . | . | . | . | 0 | . | . | . | . | 0 | . | . | . | . | 0 | . | . | . | . | 0 | . | . | . | . | 0 | . | . | . | . | 0 | . | . | . | . | 0 | 0.137 | 0.028 | NM | 0 | 0.165 | 14 | 3 | 0 | 0 | 17 | 0 | 0 | 0 | 0 | 0
2024 | 1 | CA | 19281 | Turlock Irrigation District | Preliminary | AC | 26.036 | 12.69 | 18.755 | . | 57.481 | 4320 | 80 | 106 | . | 4506 | 0.063 | . | 3.634 | . | 3.697 | 3 | . | 10 | . | 13 | . | . | . | . | . | . | . | . | . | . | . | . | . | . | . | . | . | . | . | . | . | . | . | . | . | . | . | . | . | . | . | . | . | . | . | . | . | . | . | . | . | . | . | . | . | . | . | . | . | . | . | . | . | . | . | . | . | . | . | . | . | . | . | . | . | 26.099 | 12.69 | 22.389 | 0 | 61.178 | 4323 | 80 | 116 | 0 | 4519 | 0 | 0 | 0 | 0 | 0
2024 | 1 | CA | 99999 | Adjustment 2024 | Preliminary |  | 202.344 | 121.579 | 8.962 | 0 | 332.885 | . | . | . | . | . | . | . | . | . | 0 | . | . | . | . | . | . | . | . | . | . | -0.113 | -0.005 | 0 | 0 | -0.118 | . | . | . | . | . | . | . | . | . | . | . | . | . | . | 0 | . | . | . | . | . | . | . | . | . | . | . | . | . | . | . | . | . | . | . | . | . | . | . | . | . | . | . | . | . | . | . | . | . | . | . | . | . | . | . | . | 202.344 | 121.579 | 8.962 | 0 | 332.885 | . | . | . | . | . | . | . | . | . | .
2024 | 1 | CO | 3989 | City of Colorado Springs - (CO) | Preliminary | AC | 39.008 | 2.138 | 0 | 0 | 41.146 | 8562 | 552 | 0 | 0 | 9114 | 0.72 | 3.201 | 0 | 0 | 3.921 | 382 | 66 | 0 | 0 | 448 | 0 | 0 | 0 | 0 | 0 | 1.626 | 0.084 | 0 | 0 | 1.71 | 233 | 12 | 0 | 0 | 245 | 3187.254 | 164.64 | 0 | 0 | 3351.894 | 0 | 0 | 0 | 0 | 0 | 0 | 0 | 0 | 0 | 0 | 0 | 0 | 0 | 0 | 0 | 0 | 0.006 | 0 | 0 | 0.006 | 0 | 1 | 0 | 0 | 1 | 0 | 0 | 0 | 0 | 0 | 0 | 0 | 0 | 0 | 0 | 0 | 0 | 0 | 0 | 0 | 0 | 0 | 0 | 0 | 0 | 39.728 | 5.345 | NM | 0 | 45.073 | 8944 | 619 | 0 | 0 | 9563 | 0 | 0 | 0 | 0 | 0
2024 | 1 | CO | 6604 | City of Fort Collins - (CO) | Preliminary | DC | 22.109 | 2.251 | 3.779 | . | 28.139 | 3580 | 77 | 24 | . | 3681 | 0.729 | . | . | . | 0.729 | 312 | . | . | . | 312 | . | . | . | . | 0 | 1.129 | 0.122 | . | . | 1.251 | 158 | 2 | . | . | 160 | 2.809 | 0.372 | . | . | 3.181 | . | 0.015 | . | . | 0.015 | . | 1 | . | . | 1 | . | 0.041 | . | . | 0.041 | 0.001 | . | . | . | 0.001 | 1 | . | . | . | 1 | . | . | . | . | 0 | . | . | 1.976 | . | 1.976 | . | . | 6 | . | 6 | . | . | . | . | 0 | 22.839 | 2.251 | 5.755 | 0 | 30.845 | 3893 | 77 | 30 | 0 | 4000 | 0 | 0 | 0 | 0 | 0
2024 | 1 | CO | 9336 | CORE Electric Cooperative | Preliminary | AC | 52.016 | 0.955 | 0.431 | . | 53.402 | 9039 | 32 | 3 | . | 9074 | . | . | . | . | 0 | . | . | . | . | 0 | . | . | . | . | 0 | . | . | . | . | 0 | . | . | . | . | 0 | . | . | . | . | 0 | . | . | . | . | 0 | . | . | . | . | 0 | . | . | . | . | 0 | 0.033 | . | . | . | 0.033 | 14 | . | . | . | 14 | . | . | . | . | 0 | 0.011 | . | . | . | 0.011 | 2 | . | . | . | 2 | . | . | . | . | 0 | 52.06 | 0.955 | 0.431 | 0 | 53.446 | 9055 | 32 | 3 | 0 | 9090 | 0 | 0 | 0 | 0 | 0
2024 | 1 | CO | 10066 | K C Electric Association | Preliminary | DC | 0.203 | 0.232 | 0.034 | 0 | 0.469 | 22 | 14 | 2 | 0 | 38 | . | . | . | . | 0 | . | . | . | . | 0 | . | . | . | . | 0 | . | . | . | . | 0 | . | . | . | . | 0 | . | . | . | . | 0 | . | . | . | . | 0 | . | . | . | . | 0 | . | . | . | . | 0 | 0.01 | 0 | 0 | 0 | 0.01 | 1 | 0 | 0 | 0 | 1 | . | . | . | . | 0 | . | . | . | . | 0 | . | . | . | . | 0 | . | . | . | . | 0 | 0.213 | 0.232 | 0.034 | 0 | 0.479 | 23 | 14 | 2 | 0 | 39 | 0 | 0 | 0 | 0 | 0
2024 | 1 | CO | 12866 | Moon Lake Electric Assn Inc | Preliminary | AC | 0.017 | 0.1 | 0 | 0 | 0.117 | 3 | 5 | 0 | 0 | 8 | 0 | 0 | 0 | 0 | 0 | 0 | 0 | 0 | 0 | 0 | 0 | 0 | 0 | 0 | 0 | . | . | . | . | 0 | . | . | . | . | 0 | . | . | . | . | 0 | . | . | . | . | 0 | . | . | . | . | 0 | . | . | . | . | 0 | . | . | . | . | 0 | . | . | . | . | 0 | . | . | . | . | 0 | . | . | . | . | 0 | . | . | . | . | 0 | . | . | . | . | 0 | 0.017 | 0.1 | NM | 0 | 0.117 | 3 | 5 | 0 | 0 | 8 | 0 | 0 | 0 | 0 | 0
2024 | 1 | CO | 15257 | Poudre Valley REA, Inc | Preliminary | DC | 16.15 | 0.246 | 0.032 | 0 | 16.428 | 1985 | 12 | 2 | 0 | 1999 | 2.502 | . | . | . | 2.502 | 403 | . | . | . | 403 | . | . | . | . | . | . | . | . | . | . | . | . | . | . | . | . | . | . | . | . | . | . | . | . | . | . | . | . | . | . | . | . | . | . | . | . | . | . | . | . | . | . | . | . | . | . | . | . | . | . | . | . | . | . | . | . | . | . | . | . | . | . | . | . | . | 18.652 | 0.246 | 0.032 | 0 | 18.93 | 2388 | 12 | 2 | 0 | 2402 | 0 | 0 | 0 | 0 | 0
2024 | 1 | CO | 15466 | Public Service Co of Colorado | Preliminary | DC | 597.987 | 209.235 | 10.981 | 0 | 818.203 | 101447 | 3104 | 11 | 0 | 104562 | . | . | . | . | . | . | . | . | . | . | . | . | . | . | . | . | . | . | . | . | . | . | . | . | . | . | . | . | . | . | . | . | . | . | . | . | . | . | . | . | . | . | . | . | . | . | . | . | . | . | . | . | . | . | . | . | . | . | . | . | . | . | . | . | . | . | . | . | . | . | . | . | . | . | . | 597.987 | 209.235 | 10.981 | 0 | 818.203 | 101447 | 3104 | 11 | 0 | 104562 | 0 | 0 | 0 | 0 | 0
2024 | 1 | CO | 16603 | San Luis Valley R E C, Inc | Preliminary | AC | 1.684 | 0.794 | 1.389 | . | 3.867 | 243 | 39 | 59 | . | 341 | . | . | . | . | 0 | . | . | . | . | 0 | . | . | . | . | 0 | . | . | . | . | 0 | . | . | . | . | 0 | . | . | . | . | 0 | . | . | . | . | 0 | . | . | . | . | 0 | . | . | . | . | 0 | 0.003 | . | . | . | 0.003 | 2 | . | . | . | 2 | . | . | . | . | 0 | . | . | . | . | 0 | . | . | . | . | 0 | . | . | . | . | 0 | 1.687 | 0.794 | 1.389 | 0 | 3.87 | 245 | 39 | 59 | 0 | 343 | 0 | 0 | 0 | 0 | 0
2024 | 1 | CO | 19499 | United Power, Inc | Preliminary | AC | 68.242 | 2.662 | 0.046 | . | 70.95 | 11671 | 44 | 1 | . | 11716 | 0.015 | 0.003 | 0.003 | . | 0.021 | 24 | 3 | 1 | . | 28 | . | . | . | . | 0 | . | . | . | . | 0 | . | . | . | . | 0 | . | . | . | . | 0 | . | . | . | . | 0 | . | . | . | . | 0 | . | . | . | . | 0 | 0.022 | 0.012 | 0 | . | 0.034 | 8 | 2 | 0 | . | 10 | . | . | . | . | 0 | . | . | . | . | 0 | . | . | . | . | 0 | . | . | . | . | 0 | 68.279 | 2.677 | 0.049 | 0 | 71.005 | 11703 | 49 | 2 | 0 | 11754 | 0 | 0 | 0 | 0 | 0
2024 | 1 | CO | 27058 | High West Energy, Inc | Preliminary | AC | 0.02 | . | . | . | 0.02 | 10 | . | . | . | 10 | . | . | . | . | 0 | . | . | . | . | 0 | . | . | . | . | 0 | . | . | . | . | 0 | . | . | . | . | 0 | . | . | . | . | 0 | . | . | . | . | 0 | . | . | . | . | 0 | . | . | . | . | 0 | . | . | . | . | 0 | . | . | . | . | 0 | . | . | . | . | 0 | . | . | . | . | 0 | . | . | . | . | 0 | . | . | . | . | 0 | 0.02 | NM | NM | 0 | 0.02 | 10 | 0 | 0 | 0 | 10 | 0 | 0 | 0 | 0 | 0
2024 | 1 | CO | 56146 | Black Hills Colorado Electric, LLC | Preliminary | DC | 54.659 | 13.487 | 21 | 0 | 89.146 | 8010 | 244 | 3 | 0 | 8257 | 8.738 | 4.882 | 0 | 0 | 13.62 | 450 | 251 | 0 | 0 | 701 | . | . | . | . | . | . | . | . | . | . | . | . | . | . | . | . | . | . | . | . | . | . | . | . | . | . | . | . | . | . | . | . | . | . | . | 0.006 | 0 | 1.8 | 0 | 1.806 | 3 | 0 | 1 | 0 | 4 | . | . | . | . | . | . | . | . | . | . | . | . | . | . | . | . | . | . | . | . | 63.403 | 18.369 | 22.8 | 0 | 104.572 | 8463 | 495 | 4 | 0 | 8962 | 0 | 0 | 0 | 0 | 0
2024 | 1 | CO | 99999 | Adjustment 2024 | Preliminary |  | -16.176 | -24.679 | -4.948 | 0 | -45.803 | . | . | . | . | . | -2.087 | -0.852 | 0 | 0 | -2.939 | . | . | . | . | . | . | . | . | . | . | -0.197 | -0.021 | . | . | -0.218 | . | . | . | . | . | . | . | . | . | . | . | -0.003 | . | . | -0.003 | . | . | . | . | . | . | . | . | . | . | . | . | . | . | . | . | . | . | . | . | . | . | . | . | . | . | . | . | . | . | . | . | . | . | . | . | . | . | . | . | -18.264 | -25.53 | -4.948 | 0 | -48.742 | . | . | . | . | . | . | . | . | . | .
2024 | 1 | CT | 4176 | Connecticut Light & Power Co | Preliminary | AC | 535.374 | 202.715 | 29.53 | . | 767.619 | 69990 | 1871 | 90 | . | 71951 | . | 69.087 | . | . | 69.087 | . | 333 | . | . | 333 | . | . | . | . | 0 | . | . | . | . | 0 | . | . | . | . | 0 | . | . | . | . | 0 | . | . | . | . | 0 | . | . | . | . | 0 | . | . | . | . | 0 | 0.086 | 0.013 | . | . | 0.099 | 17 | 4 | . | . | 21 | . | . | . | . | 0 | 0.367 | 44.631 | 10.695 | . | 55.693 | 22 | 89 | 17 | . | 128 | . | . | . | . | 0 | 535.827 | 316.446 | 40.225 | 0 | 892.498 | 70029 | 2297 | 107 | 0 | 72433 | 0 | 0 | 0 | 0 | 0
2024 | 1 | CT | 7716 | Groton Dept of Utilities - (CT) | Preliminary | AC | 4.16 | 0.291 | 0 | 0 | 4.451 | 809 | 6 | 0 | 0 | 815 | 0 | 0 | 0 | 0 | 0 | 0 | 0 | 0 | 0 | 0 | 56.415 | 1.979 | 0 | 0 | 58.394 | 0 | 0 | 0 | 0 | 0 | 0 | 0 | 0 | 0 | 0 | 0 | 0 | 0 | 0 | 0 | 0 | 0 | 0 | 0 | 0 | 0 | 0 | 0 | 0 | 0 | 0 | 0 | 0 | 0 | 0 | 0 | 0 | 0 | 0 | 0 | 0 | 0 | 0 | 0 | 0 | 0 | 0 | 0 | 0 | 0 | 0 | 0 | 0 | 0 | 0 | 0 | 0 | 0 | 0 | 0 | 0 | 0 | 0 | 0 | 0 | 4.16 | 0.291 | NM | 0 | 4.451 | 809 | 6 | 0 | 0 | 815 | 56.415 | 1.979 | 0 | 0 | 58.394
2024 | 1 | CT | 19497 | United Illuminating Co | Preliminary | AC | 139.019 | 55.556 | 7.674 | . | 202.249 | 21284 | 395 | 47 | . | 21726 | 0 | 5.52 | 0 | . | 5.52 | 0 | 6 | 0 | . | 6 | 3721.178 | 1538.633 | 77.6 | . | 5337.411 | 0.023 | . | . | . | 0.023 | 1 | . | . | . | 1 | 0.015 | . | . | . | 0.015 | 0.013 | . | . | . | 0.013 | 4 | . | . | . | 4 | 0.053 | . | . | . | 0.053 | . | 0.03 | 0.1 | . | 0.13 | . | 1 | 1 | . | 2 | . | 0 | 6.9 | . | 6.9 | . | 27.855 | 4.21 | . | 32.065 | . | 31 | 3 | . | 34 | . | 1482.242 | 6.9 | . | 1489.142 | 139.019 | 88.961 | 11.984 | 0 | 239.964 | 21284 | 433 | 51 | 0 | 21768 | 3721.178 | 3020.875 | 91.4 | 0 | 6833.453
2024 | 1 | CT | 20038 | Town of Wallingford - (CT) | Preliminary | AC | 0.414 | 0.827 | . | . | 1.241 | 49 | 5 | . | . | 54 | . | . | . | . | . | . | . | . | . | . | . | . | . | . | . | . | . | . | . | . | . | . | . | . | . | . | . | . | . | . | . | . | . | . | . | . | . | . | . | . | . | . | . | . | . | . | . | . | . | . | . | . | . | . | . | . | . | . | . | . | . | . | . | . | . | . | . | . | . | . | . | . | . | . | . | 0.414 | 0.827 | NM | 0 | 1.241 | 49 | 5 | 0 | 0 | 54 | 0 | 0 | 0 | 0 | 0
2024 | 1 | CT | 99999 | Adjustment 2024 | Preliminary |  | 0.19 | 0.468 | . | . | 0.658 | . | . | . | . | . | . | . | . | . | . | . | . | . | . | . | . | . | . | . | . | . | . | . | . | . | . | . | . | . | . | . | . | . | . | . | . | . | . | . | . | . | . | . | . | . | . | . | . | . | . | . | . | . | . | . | . | . | . | . | . | . | . | . | . | . | . | . | . | . | . | . | . | . | . | . | . | . | . | . | . | 0.19 | 0.468 | . | . | 0.658 | . | . | . | . | . | . | . | . | . | .
2024 | 1 | DC | 15270 | Potomac Electric Power Co | Preliminary | AC | 92.748 | 54.151 | . | . | 146.899 | 14975 | 779 | . | . | 15754 | 0.014 | 0.149 | . | . | 0.163 | 1 | 3 | . | . | 4 | . | . | . | . | 0 | . | . | . | . | 0 | . | . | . | . | 0 | . | . | . | . | 0 | . | . | . | . | 0 | . | . | . | . | 0 | . | . | . | . | 0 | . | . | . | . | 0 | . | . | . | . | 0 | . | . | . | . | 0 | . | . | . | . | 0 | . | . | . | . | 0 | . | . | . | . | 0 | 92.762 | 54.3 | NM | 0 | 147.062 | 14976 | 782 | 0 | 0 | 15758 | 0 | 0 | 0 | 0 | 0
2024 | 1 | DC | 99999 | Adjustment 2024 | Preliminary |  | . | . | . | . | . | . | . | . | . | . | . | . | . | . | . | . | . | . | . | . | . | . | . | . | . | . | . | . | . | . | . | . | . | . | . | . | . | . | . | . | . | . | . | . | . | . | . | . | . | . | . | . | . | . | . | . | . | . | . | . | . | . | . | . | . | . | . | . | . | . | . | . | . | . | . | . | . | . | . | . | . | . | . | . | . | . | . | . | . | . | . | . | . | . | . | . | . | . | . | .
2024 | 1 | DE | 5027 | Delmarva Power | Preliminary | AC | 71.429 | 18.297 | 3.257 | 0 | 92.983 | 9006 | 301 | 8 | 0 | 9315 | . | . | . | . | 0 | . | . | . | . | 0 | . | . | . | . | 0 | . | . | . | . | 0 | . | . | . | . | 0 | . | . | . | . | 0 | . | . | . | . | 0 | . | . | . | . | 0 | . | . | . | . | 0 | 0.064 | 0.035 | 0 | 0 | 0.099 | 10 | 5 | 0 | 0 | 15 | . | . | . | . | 0 | 0 | 1.45 | 0 | 0 | 1.45 | 0 | 2 | 0 | 0 | 2 | . | . | . | . | 0 | 71.493 | 19.782 | 3.257 | 0 | 94.532 | 9016 | 308 | 8 | 0 | 9332 | 0 | 0 | 0 | 0 | 0
2024 | 1 | DE | 5070 | Delaware Electric Cooperative | Preliminary | DC | 24.278 | 7.62 | . | . | 31.898 | 2925 | 128 | . | . | 3053 | . | . | . | . | 0 | . | . | . | . | 0 | . | . | . | . | 0 | . | . | . | . | 0 | . | . | . | . | 0 | . | . | . | . | 0 | . | . | . | . | 0 | . | . | . | . | 0 | . | . | . | . | 0 | 0.018 | 0.005 | . | . | 0.023 | 7 | 1 | . | . | 8 | . | . | . | . | 0 | . | . | . | . | 0 | . | . | . | . | 0 | . | . | . | . | 0 | 24.296 | 7.625 | NM | 0 | 31.921 | 2932 | 129 | 0 | 0 | 3061 | 0 | 0 | 0 | 0 | 0
2024 | 1 | DE | 5335 | City of Dover - (DE) | Preliminary | AC | 3.952 | 1.874 | 0 | 0 | 5.826 | 517 | 31 | 0 | 0 | 548 | . | . | . | . | . | . | . | . | . | . | . | . | . | . | . | . | . | . | . | . | . | . | . | . | . | . | . | . | . | . | . | . | . | . | . | . | . | . | . | . | . | . | . | . | . | . | . | . | . | . | . | . | . | . | . | . | . | . | . | . | . | . | . | . | . | . | . | . | . | . | . | . | . | . | . | 3.952 | 1.874 | NM | 0 | 5.826 | 517 | 31 | 0 | 0 | 548 | 0 | 0 | 0 | 0 | 0
2024 | 1 | DE | 13519 | City of Newark - (DE) | Preliminary | AC | 1.546 | 0.261 | 1.458 | 0 | 3.265 | 187 | 13 | 5 | 0 | 205 | . | . | . | . | . | . | . | . | . | . | . | . | . | . | . | . | . | . | . | . | . | . | . | . | . | . | . | . | . | . | . | . | . | . | . | . | . | . | . | . | . | . | . | . | . | . | . | . | . | . | . | . | . | . | . | . | . | . | . | . | . | 0.5 | . | . | . | . | 1 | . | . | . | . | . | . | . | . | 1.546 | 0.761 | 1.458 | 0 | 3.765 | 187 | 14 | 5 | 0 | 206 | 0 | 0 | 0 | 0 | 0
2024 | 1 | DE | 99999 | Adjustment 2024 | Preliminary |  | 1.374 | -0.127 | NM | . | 5.18 | . | . | . | . | . | . | . | . | . | 0 | . | . | . | . | . | . | . | . | . | . | . | . | . | . | 0 | . | . | . | . | . | . | . | . | . | . | . | . | . | . | 0 | . | . | . | . | . | . | . | . | . | . | . | . | . | . | . | . | . | . | . | . | . | . | . | . | . | . | . | . | . | . | . | . | . | . | . | . | . | . | . | . | 1.374 | -0.127 | NM | . | 5.18 | . | . | . | . | . | . | . | . | . | .
2024 | 1 | FL | 6452 | Florida Power & Light Co | Preliminary | AC | 852.695 | 65.21 | 32.4 | . | 950.305 | 93539 | 812 | 714 | . | 95065 | . | . | . | . | 0 | . | . | . | . | 0 | 27506.396 | 1117.975 | 227.977 | . | 28852.348 | . | . | . | . | 0 | . | . | . | . | 0 | . | . | . | . | 0 | . | . | . | . | 0 | . | . | . | . | 0 | . | . | . | . | 0 | 0.026 | 0.019 | 0.11 | . | 0.155 | 6 | 8 | 4 | . | 18 | 0.294 | 0.177 | . | . | 0.471 | . | . | 9.149 | . | 9.149 | . | . | 4 | . | 4 | . | . | . | . | 0 | 852.721 | 65.229 | 41.659 | 0 | 959.609 | 93545 | 820 | 722 | 0 | 95087 | 27506.69 | 1118.152 | 227.977 | 0 | 28852.819
2024 | 1 | FL | 6455 | Duke Energy Florida, LLC | Preliminary | AC | 733.104 | 45.465 | 11.608 | 0 | 790.177 | 84031 | 810 | 29 | 0 | 84870 | . | . | . | . | 0 | . | . | . | . | 0 | . | . | . | . | 0 | . | . | . | . | 0 | . | . | . | . | 0 | . | . | . | . | 0 | . | . | . | . | 0 | . | . | . | . | 0 | . | . | . | . | 0 | 0.002 | 0.001 | 0 | 0 | 0.003 | 1 | 1 | 0 | 0 | 2 | . | . | . | . | 0 | . | 0.2 | 0.2 | 0 | 0.4 | . | 1 | 1 | 0 | 2 | . | . | . | . | 0 | 733.106 | 45.666 | 11.808 | 0 | 790.58 | 84032 | 812 | 30 | 0 | 84874 | 0 | 0 | 0 | 0 | 0
2024 | 1 | FL | 6457 | Florida Public Utilities Co | Preliminary | AC | 2.607 | 1.307 | 0 | 0 | 3.914 | 554 | 10 | 0 | 0 | 564 | 0 | 0 | 0 | 0 | . | 0 | 0 | 0 | 0 | . | 0 | 0 | 0 | 0 | . | 0 | 0 | 0 | 0 | . | 0 | 0 | 0 | 0 | . | 0 | 0 | 0 | 0 | . | 0 | 0 | 0 | 0 | . | 0 | 0 | 0 | 0 | . | 0 | 0 | 0 | 0 | . | 0 | 0 | 0 | 0 | . | 0 | 0 | 0 | 0 | . | 0 | 0 | 0 | 0 | . | 0 | 0 | 0 | 0 | . | 0 | 0 | 0 | 0 | . | 0 | 0 | 0 | 0 | . | 2.607 | 1.307 | NM | 0 | 3.914 | 554 | 10 | 0 | 0 | 564 | 0 | 0 | 0 | 0 | 0
2024 | 1 | FL | 9617 | JEA | Preliminary | DC | 47.931 | 9.355 | . | . | 57.286 | 5499 | 118 | . | . | 5617 | . | . | . | . | 0 | . | . | . | . | 0 | 1346.587 | 217.416 | . | . | 1564.003 | . | . | . | . | 0 | . | . | . | . | 0 | . | . | . | . | 0 | . | . | . | . | 0 | . | . | . | . | 0 | . | . | . | . | 0 | . | . | . | . | 0 | . | . | . | . | 0 | . | . | . | . | 0 | . | . | . | . | 0 | . | . | . | . | 0 | . | . | . | . | 0 | 47.931 | 9.355 | NM | 0 | 57.286 | 5499 | 118 | 0 | 0 | 5617 | 1346.587 | 217.416 | 0 | 0 | 1564.003
2024 | 1 | FL | 18454 | Tampa Electric Co | Preliminary | DC | 280.148 | 28.034 | 0.74 | 0 | 308.922 | 25154 | 268 | 3 | 0 | 25425 | 30.8 | 1 | 0 | 0 | 31.8 | 1019 | 45 | 0 | 0 | 1064 | 10656.4 | 412.999 | 15.313 | 0 | 11084.712 | 10.247 | 0.029 | 0 | 0 | 10.276 | 1118 | 1 | 0 | 0 | 1119 | 0 | 0 | 0 | 0 | 0 | 0 | 0 | 0 | 0 | 0 | 0 | 0 | 0 | 0 | 0 | 0 | 0 | 0 | 0 | 0 | 0 | 0 | 0 | 0 | 0 | 0 | 0 | 0 | 0 | 0 | 0 | 0 | 0 | 0 | 0 | 0 | 0.05 | 0 | 0 | 0.05 | 0 | 1 | 0 | 0 | 1 | 0 | 0 | 0 | 0 | 0 | 310.948 | 29.084 | 0.74 | 0 | 340.772 | 26173 | 314 | 3 | 0 | 26490 | 10656.4 | 412.999 | 15.313 | 0 | 11084.712
2024 | 1 | FL | 99999 | Adjustment 2024 | Preliminary |  | 281.638 | 30.811 | 0.454 | 0 | 312.903 | . | . | . | . | . | -5.372 | -0.174 | 0 | 0 | -5.546 | . | . | . | . | . | . | . | . | . | . | -1.787 | -0.005 | 0 | 0 | -1.792 | . | . | . | . | . | . | . | . | . | . | 0 | 0 | 0 | 0 | 0 | . | . | . | . | . | . | . | . | . | . | . | . | . | . | . | . | . | . | . | . | . | . | . | . | . | . | . | . | . | . | . | . | . | . | . | . | . | . | . | . | 276.267 | 30.637 | 0.454 | 0 | 307.357 | . | . | . | . | . | . | . | . | . | .
2024 | 1 | GA | 3916 | Cobb Electric Membership Corp | Preliminary | AC | 3.66 | 3.541 | . | . | 7.201 | 570 | 43 | . | . | 613 | . | . | . | . | 0 | . | . | . | . | 0 | 3.401 | 0 | . | . | 3.401 | . | 1 | . | . | 1 | . | 1 | . | . | 1 | . | 4 | . | . | 4 | . | . | . | . | 0 | . | . | . | . | 0 | . | . | . | . | 0 | . | . | . | . | 0 | . | . | . | . | 0 | . | . | . | . | 0 | . | . | . | . | 0 | . | . | . | . | 0 | . | . | . | . | 0 | 3.66 | 3.541 | NM | 0 | 7.201 | 570 | 43 | 0 | 0 | 613 | 3.401 | 0 | 0 | 0 | 3.401
2024 | 1 | GA | 7140 | Georgia Power Co | Preliminary | AC | 64.61 | 20 | 2.97 | . | 87.58 | 9856 | 425 | 31 | . | 10312 | . | . | . | . | . | . | . | . | . | . | . | . | . | . | . | . | . | . | . | . | . | . | . | . | . | . | . | . | . | . | . | . | . | . | . | . | . | . | . | . | . | . | . | . | . | . | . | . | . | . | . | . | . | . | . | . | . | . | . | . | . | . | . | . | . | . | . | . | . | . | . | . | . | . | . | 64.61 | 20 | 2.97 | 0 | 87.58 | 9856 | 425 | 31 | 0 | 10312 | 0 | 0 | 0 | 0 | 0
2024 | 1 | GA | 9601 | Jackson Electric Member Corp - (GA) | Preliminary | DC | 8.007 | 3.557 | . | . | 11.564 | 1015 | 29 | . | . | 1044 | . | . | . | . | 0 | . | . | . | . | 0 | 195.898 | 47.429 | . | . | 243.327 | . | . | . | . | 0 | . | . | . | . | 0 | . | . | . | . | 0 | . | . | . | . | 0 | . | . | . | . | 0 | . | . | . | . | 0 | . | . | . | . | 0 | . | . | . | . | 0 | . | . | . | . | 0 | . | . | . | . | 0 | . | . | . | . | 0 | . | . | . | . | 0 | 8.007 | 3.557 | NM | 0 | 11.564 | 1015 | 29 | 0 | 0 | 1044 | 195.898 | 47.429 | 0 | 0 | 243.327
2024 | 1 | GA | 99999 | Adjustment 2024 | Preliminary |  | 40.239 | 8.254 | 2.773 | . | 51.265 | . | . | . | . | . | . | . | . | . | 0 | . | . | . | . | . | . | . | . | . | . | . | . | . | . | 0 | . | . | . | . | . | . | . | . | . | . | . | . | . | . | 0 | . | . | . | . | . | . | . | . | . | . | . | . | . | . | . | . | . | . | . | . | . | . | . | . | . | . | . | . | . | . | . | . | . | . | . | . | . | . | . | . | 40.239 | 8.254 | 2.773 | . | 51.265 | . | . | . | . | . | . | . | . | . | .
2024 | 1 | HI | 8287 | Hawaii Electric Light Co Inc | Preliminary | AC | 76.781 | 21.877 | 1.431 | 0 | 100.089 | 13670 | 749 | 31 | 0 | 14450 | . | . | . | . | 0 | . | . | . | . | 0 | . | . | . | . | 0 | 14.982 | 1.23 | 0.003 | 0 | 16.215 | 2023 | 34 | 1 | 0 | 2058 | 35.715 | 2.003 | 0 | 0 | 37.718 | . | . | . | . | 0 | . | . | . | . | 0 | . | . | . | . | 0 | 0.05 | . | 0.167 | . | 0.217 | 15 | . | 3 | . | 18 | . | . | . | . | 0 | . | . | 0.049 | . | 0.049 | . | . | 1 | . | 1 | . | . | . | . | 0 | 76.831 | 21.877 | 1.647 | 0 | 100.355 | 13685 | 749 | 35 | 0 | 14469 | 0 | 0 | 0 | 0 | 0
2024 | 1 | HI | 10071 | Kauai Island Utility Cooperative | Preliminary | AC | 24.956 | 10.826 | 0 | 0 | 35.782 | 5564 | 413 | 0 | 0 | 5977 | 0 | 0 | 0 | 0 | 0 | 0 | 0 | 0 | 0 | 0 | 1051.212 | 326.262 | 0 | 0 | 1377.474 | 12.774 | 1.234 | 0 | 0 | 14.008 | 1785 | 38 | 0 | 0 | 1823 | 32.917 | 3.065 | 0 | 0 | 35.982 | 0 | 0 | 0 | 0 | 0 | 0 | 0 | 0 | 0 | 0 | 0 | 0 | 0 | 0 | 0 | 0.01 | 0.001 | 0 | 0 | 0.011 | 6 | 1 | 0 | 0 | 7 | 0.152 | 0 | 0 | 0 | 0.152 | 0 | 0 | 0 | 0 | 0 | 0 | 0 | 0 | 0 | 0 | 0 | 0 | 0 | 0 | 0 | 24.966 | 10.827 | NM | 0 | 35.793 | 5570 | 414 | 0 | 0 | 5984 | 1051.364 | 326.262 | 0 | 0 | 1377.626
2024 | 1 | HI | 11843 | Maui Electric Co Ltd | Preliminary | AC | 68.601 | 29.127 | . | . | 97.728 | 12684 | 1031 | . | . | 13715 | . | . | . | . | 0 | . | . | . | . | 0 | . | . | . | . | 0 | 14.651 | 1.129 | . | . | 15.78 | 1838 | 39 | . | . | 1877 | 38.53 | 2.737 | . | . | 41.267 | . | . | . | . | 0 | . | . | . | . | 0 | . | . | . | . | 0 | 0.021 | 0.057 | . | . | 0.078 | 7 | 5 | . | . | 12 | . | . | . | . | 0 | . | . | . | . | 0 | . | . | . | . | 0 | . | . | . | . | 0 | 68.622 | 29.184 | NM | 0 | 97.806 | 12691 | 1036 | 0 | 0 | 13727 | 0 | 0 | 0 | 0 | 0
2024 | 1 | HI | 19547 | Hawaiian Electric Co Inc | Preliminary | AC | 319.635 | 66.607 | . | . | 386.242 | 62018 | 1796 | . | . | 63814 | . | . | . | . | 0 | . | . | . | . | 0 | . | . | . | . | 0 | 78.712 | 0.736 | . | . | 79.448 | 10143 | 33 | . | . | 10176 | 212.157 | 2.518 | . | . | 214.675 | . | . | . | . | 0 | . | . | . | . | 0 | . | . | . | . | 0 | 0.001 | 0.024 | . | . | 0.025 | 1 | 3 | . | . | 4 | . | . | . | . | 0 | . | . | . | . | 0 | . | . | . | . | 0 | . | . | . | . | 0 | 319.636 | 66.631 | NM | 0 | 386.267 | 62019 | 1799 | 0 | 0 | 63818 | 0 | 0 | 0 | 0 | 0
2024 | 1 | HI | 99999 | Adjustment 2024 | Preliminary |  | . | . | . | . | . | . | . | . | . | . | . | . | . | . | . | . | . | . | . | . | . | . | . | . | . | . | . | . | . | . | . | . | . | . | . | . | . | . | . | . | . | . | . | . | . | . | . | . | . | . | . | . | . | . | . | . | . | . | . | . | . | . | . | . | . | . | . | . | . | . | . | . | . | . | . | . | . | . | . | . | . | . | . | . | . | . | . | . | . | . | . | . | . | . | . | . | . | . | . | .
2024 | 1 | IA | 9417 | Interstate Power and Light Co | Preliminary | AC | 70.608 | 98.185 | 1.693 | . | 170.486 | 8539 | 2812 | 14 | . | 11365 | . | . | . | . | 0 | . | . | . | . | 0 | . | . | . | . | 0 | . | . | . | . | 0 | . | . | . | . | 0 | . | . | . | . | 0 | . | . | . | . | 0 | . | . | . | . | 0 | . | . | . | . | 0 | 0.304 | 4.105 | 0.01 | . | 4.419 | 41 | 62 | 1 | . | 104 | . | . | . | . | 0 | . | 0.4 | . | . | 0.4 | . | 1 | . | . | 1 | . | . | . | . | 0 | 70.912 | 102.69 | 1.703 | 0 | 175.305 | 8580 | 2875 | 15 | 0 | 11470 | 0 | 0 | 0 | 0 | 0
2024 | 1 | IA | 12341 | MidAmerican Energy Co | Preliminary | AC | 32.355 | 22.56 | 6.882 | . | 61.797 | 3995 | 520 | 25 | . | 4540 | . | . | . | . | 0 | . | . | . | . | 0 | 496.25 | 123.83 | 11.315 | . | 631.395 | . | . | . | . | 0 | . | . | . | . | 0 | . | . | . | . | 0 | . | . | . | . | 0 | . | . | . | . | 0 | . | . | . | . | 0 | 0.403 | 0.78 | 0.114 | . | 1.297 | 42 | 19 | 2 | . | 63 | 4.087 | 2.16 | 0 | . | 6.247 | . | . | 2 | . | 2 | . | . | 1 | . | 1 | . | . | 0 | . | 0 | 32.758 | 23.34 | 8.996 | 0 | 65.094 | 4037 | 539 | 28 | 0 | 4604 | 500.337 | 125.99 | 11.315 | 0 | 637.642
2024 | 1 | IA | 99999 | Adjustment 2024 | Preliminary |  | 25.721 | 13.821 | 0.063 | . | 39.605 | . | . | . | . | . | . | . | . | . | . | . | . | . | . | . | . | . | . | . | . | . | . | . | . | . | . | . | . | . | . | . | . | . | . | . | . | . | . | . | . | . | . | . | . | . | . | . | . | . | . | . | . | . | . | . | . | . | . | . | . | . | . | . | . | . | . | . | . | . | . | . | . | . | . | . | . | . | . | . | . | 25.721 | 13.821 | 0.063 | . | 39.605 | . | . | . | . | . | . | . | . | . | .
2024 | 1 | ID | 9187 | City of Idaho Falls - (ID) | Preliminary | AC | 1.084 | 0.09 | 0 | 0 | 1.174 | 150 | 5 | 0 | 0 | 155 | 0 | 0 | 0 | 0 | 0 | 0 | 0 | 0 | 0 | 0 | 0 | 0 | 0 | 0 | 0 | 0 | 0 | 0 | 0 | 0 | 0 | 0 | 0 | 0 | 0 | 0 | 0 | 0 | 0 | 0 | 0 | 0 | 0 | 0 | 0 | 0 | 0 | 0 | 0 | 0 | 0 | 0 | 0 | 0 | 0 | 0 | 0 | 0 | 0 | 0 | 0 | 0 | 0 | 0 | 0 | 0 | 0 | 0 | 0 | 0 | 0 | 0 | 0 | 0 | 0 | 0 | 0 | 0 | 0 | 0 | 0 | 0 | 0 | 0 | 0 | 1.084 | 0.09 | NM | 0 | 1.174 | 150 | 5 | 0 | 0 | 155 | 0 | 0 | 0 | 0 | 0
2024 | 1 | ID | 9191 | Idaho Power Co | Preliminary | DC | 128.451 | 8.394 | 20.805 | 0 | 157.65 | 16859 | 297 | 225 | 0 | 17381 | . | . | . | . | 0 | . | . | . | . | 0 | . | . | . | . | 0 | . | . | . | . | 0 | . | . | . | . | 0 | . | . | . | . | 0 | . | . | . | . | 0 | . | . | . | . | 0 | . | . | . | . | 0 | 0.106 | . | . | . | 0.106 | 24 | . | . | . | 24 | . | . | . | . | 0 | 0.076 | 0.085 | . | . | 0.161 | 7 | 4 | . | . | 11 | . | . | . | . | 0 | 128.633 | 8.479 | 20.805 | 0 | 157.917 | 16890 | 301 | 225 | 0 | 17416 | 0 | 0 | 0 | 0 | 0
2024 | 1 | ID | 10454 | Kootenai Electric Cooperative | Preliminary | DC | 1.364 | . | . | . | 1.364 | 186 | . | . | . | 186 | 0.052 | . | . | . | 0.052 | 53 | . | . | . | 53 | . | . | . | . | 0 | . | . | . | . | 0 | . | . | . | . | 0 | . | . | . | . | 0 | . | . | . | . | 0 | . | . | . | . | 0 | . | . | . | . | 0 | 0.018 | . | . | . | 0.018 | 5 | . | . | . | 5 | . | . | . | . | 0 | . | . | . | . | 0 | . | . | . | . | 0 | . | . | . | . | 0 | 1.434 | NM | NM | 0 | 1.434 | 244 | 0 | 0 | 0 | 244 | 0 | 0 | 0 | 0 | 0
2024 | 1 | ID | 11273 | Lower Valley Energy Inc | Preliminary | AC | 0.022 | . | . | . | 0.022 | 2 | . | . | . | 2 | . | . | . | . | 0 | . | . | . | . | 0 | . | . | . | . | 0 | . | . | . | . | 0 | . | . | . | . | 0 | . | . | . | . | 0 | . | . | . | . | 0 | . | . | . | . | 0 | . | . | . | . | 0 | 0.002 | . | . | . | 0.002 | 1 | . | . | . | 1 | . | . | . | . | 0 | . | . | . | . | 0 | . | . | . | . | 0 | . | . | . | . | 0 | 0.024 | NM | NM | 0 | 0.024 | 3 | 0 | 0 | 0 | 3 | 0 | 0 | 0 | 0 | 0
2024 | 1 | ID | 14354 | PacifiCorp | Preliminary | DC | 21.461 | 1.23 | 0.399 | 0 | 23.09 | 2573 | 63 | 7 | 0 | 2643 | . | . | . | . | 0 | . | . | . | . | 0 | . | . | . | . | 0 | 2.837 | 0.031 | 0 | 0 | 2.868 | 303 | 2 | 0 | 0 | 305 | 3.734 | 0.062 | 0 | 0 | 3.796 | . | . | . | . | 0 | . | . | . | . | 0 | . | . | . | . | 0 | 0.222 | 0.057 | 0 | 0 | 0.279 | 65 | 8 | 0 | 0 | 73 | . | . | . | . | 0 | 0.008 | 0 | 0 | 0 | 0.008 | 2 | 0 | 0 | 0 | 2 | . | . | . | . | 0 | 21.691 | 1.287 | 0.399 | 0 | 23.377 | 2640 | 71 | 7 | 0 | 2718 | 0 | 0 | 0 | 0 | 0
2024 | 1 | ID | 20169 | Avista Corp | Preliminary | AC | 3.065 | 0.598 | . | . | 3.663 | 497 | 30 | . | . | 527 | . | . | . | . | 0 | . | . | . | . | 0 | . | . | . | . | 0 | . | . | . | . | 0 | . | . | . | . | 0 | . | . | . | . | 0 | . | . | . | . | 0 | . | . | . | . | 0 | . | . | . | . | 0 | 0.013 | 0.002 | . | . | 0.015 | 4 | 1 | . | . | 5 | . | . | . | . | 0 | 0.011 | 0.065 | . | . | 0.076 | 3 | 1 | . | . | 4 | . | . | . | . | 0 | 3.089 | 0.665 | NM | 0 | 3.754 | 504 | 32 | 0 | 0 | 536 | 0 | 0 | 0 | 0 | 0
2024 | 1 | ID | 99999 | Adjustment 2024 | Preliminary |  | -24.386 | -1.303 | -3.698 | 0 | -29.387 | . | . | . | . | . | -0.009 | . | . | . | -0.009 | . | . | . | . | . | . | . | . | . | . | -0.495 | -0.005 | 0 | 0 | -0.5 | . | . | . | . | . | . | . | . | . | . | . | . | . | . | 0 | . | . | . | . | . | . | . | . | . | . | . | . | . | . | . | . | . | . | . | . | . | . | . | . | . | . | . | . | . | . | . | . | . | . | . | . | . | . | . | . | -24.395 | -1.303 | -3.698 | 0 | -29.396 | . | . | . | . | . | . | . | . | . | .
2024 | 1 | IL | 4110 | Commonwealth Edison Co | Preliminary | AC | 374.275 | 201.531 | . | . | 575.806 | 52145 | 1208 | . | . | 53353 | 92.022 | 70.454 | . | . | 162.476 | 19977 | 4077 | . | . | 24054 | . | . | . | . | 0 | . | . | . | . | 0 | . | . | . | . | 0 | . | . | . | . | 0 | . | . | . | . | 0 | . | . | . | . | 0 | . | . | . | . | 0 | 0.18 | 2.418 | . | . | 2.598 | 32 | 12 | . | . | 44 | . | . | . | . | 0 | . | 0.375 | . | . | 0.375 | . | 1 | . | . | 1 | . | . | . | . | 0 | 466.477 | 274.778 | NM | 0 | 741.255 | 72154 | 5298 | 0 | 0 | 77452 | 0 | 0 | 0 | 0 | 0
2024 | 1 | IL | 12341 | MidAmerican Energy Co | Preliminary | AC | 3.447 | 5.213 | 2.18 | . | 10.84 | 411 | 87 | 4 | . | 502 | . | . | . | . | 0 | . | . | . | . | 0 | 0.51 | 3.284 | 0 | . | 3.794 | . | . | . | . | 0 | . | . | . | . | 0 | . | . | . | . | 0 | . | . | . | . | 0 | . | . | . | . | 0 | . | . | . | . | 0 | 0.002 | 0.62 | . | . | 0.622 | 1 | 2 | . | . | 3 | . | . | . | . | 0 | . | . | . | . | 0 | . | . | . | . | 0 | . | . | . | . | 0 | 3.449 | 5.833 | 2.18 | 0 | 11.462 | 412 | 89 | 4 | 0 | 505 | 0.51 | 3.284 | 0 | 0 | 3.794
2024 | 1 | IL | 13032 | Mt Carmel Public Utility Co | Preliminary | AC | 0.479 | 0.171 | 0 | 0 | 0.65 | 43 | 8 | 0 | 0 | 51 | . | . | . | . | 0 | . | . | . | . | 0 | 16.026 | 3.736 | 0 | 0 | 19.762 | . | . | . | . | 0 | . | . | . | . | 0 | . | . | . | . | 0 | . | . | . | . | 0 | . | . | . | . | 0 | . | . | . | . | 0 | . | . | . | . | 0 | . | . | . | . | 0 | . | . | . | . | 0 | . | . | . | . | 0 | . | . | . | . | 0 | . | . | . | . | 0 | 0.479 | 0.171 | NM | 0 | 0.65 | 43 | 8 | 0 | 0 | 51 | 16.026 | 3.736 | 0 | 0 | 19.762
2024 | 1 | IL | 56697 | Ameren Illinois Company | Preliminary | DC | 181.015 | 147.677 | . | . | 328.692 | 18384 | 2083 | . | . | 20467 | 38.227 | 58.562 | . | . | 0 | 7302 | 1541 | . | . | 0 | . | . | . | . | 0 | . | . | . | . | 0 | . | . | . | . | 0 | . | . | . | . | 0 | . | . | . | . | 0 | . | . | . | . | 0 | . | . | . | . | 0 | 0.353 | 0.126 | . | . | 0 | 73 | 20 | . | . | 0 | . | . | . | . | 0 | . | . | . | . | 0 | . | . | . | . | 0 | . | . | . | . | 0 | 219.595 | 206.365 | NM | 0 | 425.96 | 25759 | 3644 | 0 | 0 | 29403 | 0 | 0 | 0 | 0 | 0
2024 | 1 | IL | 99999 | Adjustment 2024 | Preliminary |  | 19.238 | -10.749 | 0.79 | . | 9.279 | . | . | . | . | . | -6.667 | -10.213 | . | . | 0 | . | . | . | . | . | . | . | . | . | . | . | . | . | . | 0 | . | . | . | . | . | . | . | . | . | . | . | . | . | . | 0 | . | . | . | . | . | . | . | . | . | . | . | . | . | . | . | . | . | . | . | . | . | . | . | . | . | . | . | . | . | . | . | . | . | . | . | . | . | . | . | . | 12.571 | -20.962 | 0.79 | . | 9.279 | . | . | . | . | . | . | . | . | . | .
2024 | 1 | IN | 9273 | Indianapolis Power & Light Co | Preliminary | AC | 7.429 | 5.219 | . | . | 12.648 | 1020 | 89 | . | . | 1109 | . | . | . | . | 0 | . | . | . | . | 0 | . | . | . | . | 0 | . | . | . | . | 0 | . | . | . | . | 0 | . | . | . | . | 0 | . | . | . | . | 0 | . | . | . | . | 0 | . | . | . | . | 0 | . | 0.05 | . | . | 0.05 | . | 1 | . | . | 1 | . | . | . | . | 0 | . | . | . | . | 0 | . | . | . | . | 0 | . | . | . | . | 0 | 7.429 | 5.269 | NM | 0 | 12.698 | 1020 | 90 | 0 | 0 | 1110 | 0 | 0 | 0 | 0 | 0
2024 | 1 | IN | 9324 | Indiana Michigan Power Co | Preliminary | AC | 13.207 | 16.585 | 5.096 | 0 | 34.888 | 1488 | 219 | 21 | 0 | 1728 | 0 | 0 | 0 | 0 | 0 | 0 | 0 | 0 | 0 | 0 | 175.583 | 164.328 | 27.76 | 0 | 367.671 | 1.504 | 0 | 0.05 | 0 | 1.554 | 316 | 0 | 1 | 0 | 317 | 3.691 | 0 | 0.038 | 0 | 3.729 | 0 | 0 | 0 | 0 | 0 | 0 | 0 | 0 | 0 | 0 | 0 | 0 | 0 | 0 | 0 | 0.095 | 0.025 | 0.01 | 0 | 0.13 | 23 | 6 | 1 | 0 | 30 | 1.098 | 0 | 0 | 0 | 1.098 | 0 | 0.24 | 0 | 0 | 0.24 | 0 | 1 | 0 | 0 | 1 | 0 | 0 | 0 | 0 | 0 | 13.302 | 16.85 | 5.106 | 0 | 35.258 | 1511 | 226 | 22 | 0 | 1759 | 176.681 | 164.328 | 27.76 | 0 | 368.769
2024 | 1 | IN | 13756 | Northern Indiana Pub Serv Co | Preliminary | AC | 12.5 | 43.074 | . | . | 55.574 | 1351 | 174 | . | . | 1525 | . | . | . | . | 0 | . | . | . | . | 0 | 1094.026 | 3806.886 | . | . | 4900.912 | . | . | . | . | 0 | . | . | . | . | 0 | . | . | . | . | 0 | . | . | . | . | 0 | . | . | . | . | 0 | . | . | . | . | 0 | 0.095 | 1.82 | . | . | 1.915 | 21 | 6 | . | . | 27 | 0.238 | 24.873 | . | . | 25.111 | . | . | . | . | 0 | . | . | . | . | 0 | . | . | . | . | 0 | 12.595 | 44.894 | NM | 0 | 57.489 | 1372 | 180 | 0 | 0 | 1552 | 1094.264 | 3831.759 | 0 | 0 | 4926.023
2024 | 1 | IN | 15470 | Duke Energy Indiana, LLC | Preliminary | AC | 30.099 | 47.123 | 3.366 | 0 | 80.588 | 3757 | 435 | 7 | 0 | 4199 | . | . | . | . | 0 | . | . | . | . | 0 | . | . | . | . | 0 | . | . | . | . | 0 | . | . | . | . | 0 | . | . | . | . | 0 | . | . | . | . | 0 | . | . | . | . | 0 | . | . | . | . | 0 | 0.061 | 2.13 | 0 | 0 | 2.191 | 22 | 11 | 0 | 0 | 33 | . | . | . | . | 0 | 0 | 0 | 0.744 | . | 0.744 | 0 | 0 | 1 | . | 1 | . | . | . | . | 0 | 30.16 | 49.253 | 4.11 | 0 | 83.523 | 3779 | 446 | 8 | 0 | 4233 | 0 | 0 | 0 | 0 | 0
2024 | 1 | IN | 17633 | Southern Indiana Gas & Elec Co | Preliminary | AC | 8.921 | 11.101 | . | . | 20.022 | 839 | 126 | . | . | 965 | . | . | . | . | . | . | . | . | . | . | 0 | 0 | . | . | . | . | . | . | . | . | . | . | . | . | . | . | . | . | . | . | . | . | . | . | . | . | . | . | . | . | . | . | . | . | . | 0.002 | 0.002 | . | . | 0.004 | 1 | 1 | . | . | 2 | 0 | 0 | . | . | . | . | . | . | . | . | . | . | . | . | . | . | . | . | . | . | 8.923 | 11.103 | NM | 0 | 20.026 | 840 | 127 | 0 | 0 | 967 | 0 | 0 | 0 | 0 | 0
2024 | 1 | IN | 99999 | Adjustment 2024 | Preliminary |  | 24.383 | 1.645 | 2.066 | . | 28.094 | . | . | . | . | . | . | . | . | . | . | . | . | . | . | . | . | . | . | . | . | . | . | . | . | . | . | . | . | . | . | . | . | . | . | . | . | . | . | . | . | . | . | . | . | . | . | . | . | . | . | . | . | . | . | . | . | . | . | . | . | . | . | . | . | . | . | . | . | . | . | . | . | . | . | . | . | . | . | . | . | 24.383 | 1.645 | 2.066 | . | 28.094 | . | . | . | . | . | . | . | . | . | .
2024 | 1 | KS | 5860 | Empire District Electric Co | Preliminary | AC | 0.788 | 0.419 | 0 | 0 | 1.207 | 79 | 18 | 0 | 0 | 97 | . | . | . | . | 0 | . | . | . | . | 0 | 0 | 0 | . | . | 0 | . | . | . | . | 0 | . | . | . | . | 0 | . | . | . | . | 0 | . | . | . | . | 0 | . | . | . | . | 0 | . | . | . | . | 0 | . | . | . | . | 0 | . | . | . | . | 0 | . | . | . | . | 0 | . | . | . | . | 0 | . | . | . | . | 0 | . | . | . | . | 0 | 0.788 | 0.419 | NM | 0 | 1.207 | 79 | 18 | 0 | 0 | 97 | 0 | 0 | 0 | 0 | 0
2024 | 1 | KS | 9996 | City of Kansas City - (KS) | Preliminary | AC | 1.841 | 1.062 | . | . | 2.903 | 277 | 20 | . | . | 297 | 0.023 | 0.402 | . | . | 0.425 | 23 | 3 | . | . | 26 | 37.271 | 3.847 | . | . | 41.118 | . | . | . | . | 0 | . | . | . | . | 0 | . | . | . | . | 0 | . | . | . | . | 0 | . | . | . | . | 0 | . | . | . | . | 0 | . | . | . | . | 0 | . | . | . | . | 0 | . | . | . | . | 0 | . | . | . | . | 0 | . | . | . | . | 0 | . | . | . | . | 0 | 1.864 | 1.464 | NM | 0 | 3.328 | 300 | 23 | 0 | 0 | 323 | 37.271 | 3.847 | 0 | 0 | 41.118
2024 | 1 | KS | 10000 | Evergy Metro | Preliminary | DC | 11.825 | 3.86 | 0.439 | . | 16.124 | 1336 | 94 | 6 | . | 1436 | 1.935 | 0.007 | . | . | 1.942 | 505 | 1 | . | . | 506 | 175.862 | 28.517 | 3.203 | . | 207.582 | . | . | . | . | 0 | . | . | . | . | 0 | . | . | . | . | 0 | . | . | . | . | 0 | . | . | . | . | 0 | . | . | . | . | 0 | 0.01 | 0.022 | . | . | 0.032 | 3 | 3 | . | . | 6 | 0.102 | 1.106 | . | . | 1.208 | . | . | . | . | 0 | . | . | . | . | 0 | . | . | . | . | 0 | 13.77 | 3.889 | 0.439 | 0 | 18.098 | 1844 | 98 | 6 | 0 | 1948 | 175.964 | 29.623 | 3.203 | 0 | 208.79
2024 | 1 | KS | 10005 | Evergy Kansas South, Inc | Preliminary | AC | 18.099 | 4.02 | 0.142 | . | 22.261 | 2292 | 81 | 5 | . | 2378 | 0.343 | 0.198 | . | . | 0.541 | 198 | 8 | . | . | 206 | 473.262 | 70.973 | 0.558 | . | 544.793 | . | . | . | . | 0 | . | . | . | . | 0 | . | . | . | . | 0 | . | . | . | . | 0 | . | . | . | . | 0 | . | . | . | . | 0 | 0.032 | 0.002 | . | . | 0.034 | 9 | 1 | . | . | 10 | 0.966 | 0 | . | . | 0.966 | 0.02 | . | . | . | 0.02 | 3 | . | . | . | 3 | 0.727 | . | . | . | 0.727 | 18.494 | 4.22 | 0.142 | 0 | 22.856 | 2502 | 90 | 5 | 0 | 2597 | 474.955 | 70.973 | 0.558 | 0 | 546.486
2024 | 1 | KS | 22500 | Evergy Kansas Central, Inc | Preliminary | AC | 20.407 | 6.396 | 0.759 | . | 27.562 | 2447 | 168 | 5 | . | 2620 | 0.458 | 0.019 | . | . | 0.477 | 307 | 5 | . | . | 312 | 403.118 | 55.692 | 5.797 | . | 464.607 | . | . | . | . | 0 | . | . | . | . | 0 | . | . | . | . | 0 | . | . | . | . | 0 | . | . | . | . | 0 | . | . | . | . | 0 | 0.085 | 0.359 | . | . | 0.444 | 15 | 11 | . | . | 26 | 1.396 | 1.024 | . | . | 2.42 | 0.008 | 0.01 | . | . | 0.018 | 3 | 1 | . | . | 4 | 0.118 | 0 | . | . | 0.118 | 20.958 | 6.784 | 0.759 | 0 | 28.501 | 2772 | 185 | 5 | 0 | 2962 | 404.632 | 56.716 | 5.797 | 0 | 467.145
2024 | 1 | KS | 99999 | Adjustment 2024 | Preliminary |  | 7.182 | 0.867 | -0.077 | . | 7.972 | . | . | . | . | . | -0.337 | -0.001 | . | . | -0.339 | . | . | . | . | . | . | . | . | . | . | . | . | . | . | 0 | . | . | . | . | . | . | . | . | . | . | . | . | . | . | 0 | . | . | . | . | . | . | . | . | . | . | . | . | . | . | . | . | . | . | . | . | . | . | . | . | . | . | . | . | . | . | . | . | . | . | . | . | . | . | . | . | 6.844 | 0.866 | -0.077 | . | 7.633 | . | . | . | . | . | . | . | . | . | .
2024 | 1 | KY | 9964 | Kenergy Corp | Preliminary | AC | 4.58 | 1.108 | 0 | 0 | 5.688 | 414 | 49 | 0 | 0 | 463 | . | . | . | . | . | . | . | . | . | . | . | . | . | . | . | . | . | . | . | . | . | . | . | . | . | . | . | . | . | . | . | . | . | . | . | . | . | . | . | . | . | . | . | . | . | . | . | . | . | . | . | . | . | . | . | . | . | . | . | . | . | . | . | . | . | . | . | . | . | . | . | . | . | . | . | 4.58 | 1.108 | NM | 0 | 5.688 | 414 | 49 | 0 | 0 | 463 | 0 | 0 | 0 | 0 | 0
2024 | 1 | KY | 10171 | Kentucky Utilities Co | Preliminary | DC | 18.451 | 3.691 | 0.07 | . | 22.212 | 2079 | 213 | 3 | . | 2295 | . | . | . | . | 0 | . | . | . | . | 0 | 706.524 | 148.71 | 0.48 | . | 855.714 | 1.001 | 0.087 | . | . | 1.088 | 163 | 6 | . | . | 169 | . | . | . | . | 0 | . | . | . | . | 0 | . | . | . | . | 0 | . | . | . | . | 0 | 0.009 | 0.002 | . | . | 0.011 | 4 | 1 | . | . | 5 | 0 | 0.004 | . | . | 0.004 | . | . | 0.05 | . | 0.05 | . | . | 1 | . | 1 | . | . | . | . | 0 | 18.46 | 3.693 | 0.12 | 0 | 22.273 | 2083 | 214 | 4 | 0 | 2301 | 706.524 | 148.714 | 0.48 | 0 | 855.718
2024 | 1 | KY | 11249 | Louisville Gas & Electric Co | Preliminary | DC | 19.681 | 1.359 | . | . | 21.04 | 2514 | 73 | . | . | 2587 | . | . | . | . | 0 | . | . | . | . | 0 | 517.467 | 78.645 | . | . | 596.112 | 0.627 | 0.02 | . | . | 0.647 | 92 | 2 | . | . | 94 | . | . | . | . | 0 | . | . | . | . | 0 | . | . | . | . | 0 | . | . | . | . | 0 | 0.008 | 0.006 | . | . | 0.014 | 3 | 2 | . | . | 5 | 0.023 | 0.016 | . | . | 0.039 | . | . | . | . | 0 | . | . | . | . | 0 | . | . | . | . | 0 | 19.689 | 1.365 | NM | 0 | 21.054 | 2517 | 75 | 0 | 0 | 2592 | 517.49 | 78.661 | 0 | 0 | 596.151
2024 | 1 | KY | 17564 | South Kentucky Rural E C C | Preliminary | AC | 1.237 | 0.093 | 0.113 | . | 1.443 | 141 | 8 | 3 | . | 152 | . | . | . | . | . | . | . | . | . | . | 23.456 | 8.522 | 1.716 | . | 33.694 | . | . | . | . | . | . | . | . | . | . | . | . | . | . | . | . | . | . | . | . | . | . | . | . | . | . | . | . | . | . | . | . | . | . | . | . | . | . | . | . | . | . | . | . | . | . | . | . | . | . | . | . | . | . | . | . | . | . | . | . | 1.237 | 0.093 | 0.113 | 0 | 1.443 | 141 | 8 | 3 | 0 | 152 | 23.456 | 8.522 | 1.716 | 0 | 33.694
2024 | 1 | KY | 19446 | Duke Energy Kentucky | Preliminary | AC | 5.497 | 0.806 | 0.017 | . | 6.32 | 801 | 18 | 2 | . | 821 | . | . | . | . | . | . | . | . | . | . | . | . | . | . | . | . | . | . | . | . | . | . | . | . | . | . | . | . | . | . | . | . | . | . | . | . | . | . | . | . | . | . | . | . | . | . | . | . | . | . | . | . | . | . | . | . | . | . | . | . | . | . | . | . | . | . | . | . | . | . | . | . | . | . | . | 5.497 | 0.806 | 0.017 | 0 | 6.32 | 801 | 18 | 2 | 0 | 821 | 0 | 0 | 0 | 0 | 0
2024 | 1 | KY | 22053 | Kentucky Power Co | Preliminary | AC | 2.424 | 0.859 | 0.03 | 0 | 3.313 | 256 | 31 | 1 | 0 | 288 | 0 | 0 | 0 | 0 | 0 | 0 | 0 | 0 | 0 | 0 | 39.266 | 3.552 | 0 | 0 | 42.818 | 0.286 | 0 | 0.01 | 0 | 0.296 | 53 | 0 | 1 | 0 | 54 | 0.755 | 0 | 0.01 | 0 | 0.765 | 0 | 0 | 0 | 0 | 0 | 0 | 0 | 0 | 0 | 0 | 0 | 0 | 0 | 0 | 0 | 0 | 0 | 0 | 0 | 0 | 0 | 0 | 0 | 0 | 0 | 0 | 0 | 0 | 0 | 0 | 0 | 0 | 0 | 0 | 0 | 0 | 0 | 0 | 0 | 0 | 0 | 0 | 0 | 0 | 0 | 2.424 | 0.859 | 0.03 | 0 | 3.313 | 256 | 31 | 1 | 0 | 288 | 39.266 | 3.552 | 0 | 0 | 42.818
2024 | 1 | KY | 49998 | City of Berea Municipal Utility | Preliminary | AC | 0.126 | 0.261 | 0 | 0 | 0.387 | 23 | 8 | 0 | 0 | 31 | 0 | 0 | 0 | 0 | 0 | 0 | 0 | 0 | 0 | 0 | 2.937 | 0.238 | . | . | 3.175 | 0 | 0 | 0 | 0 | 0 | 0 | 0 | 0 | 0 | 0 | 0 | 0 | 0 | 0 | 0 | 0 | 0 | 0 | 0 | 0 | 0 | 0 | 0 | 0 | 0 | 0 | 0 | 0 | 0 | 0 | 0 | 0 | 0 | 0 | 0 | 0 | 0 | 0 | 0 | 0 | 0 | 0 | 0 | 0 | 0 | 0 | 0 | 0 | 0 | 0 | 0 | 0 | 0 | 0 | 0 | 0 | 0 | 0 | 0 | 0 | 0.126 | 0.261 | NM | 0 | 0.387 | 23 | 8 | 0 | 0 | 31 | 2.937 | 0.238 | 0 | 0 | 3.175
2024 | 1 | KY | 99999 | Adjustment 2024 | Preliminary |  | 20.006 | 2.302 | -0.012 | . | 22.296 | . | . | . | . | . | . | . | . | . | 0 | . | . | . | . | . | . | . | . | . | . | -0.284 | -0.019 | . | . | -0.303 | . | . | . | . | . | . | . | . | . | . | . | . | . | . | 0 | . | . | . | . | . | . | . | . | . | . | . | . | . | . | . | . | . | . | . | . | . | . | . | . | . | . | . | . | . | . | . | . | . | . | . | . | . | . | . | . | 20.006 | 2.302 | -0.012 | . | 22.296 | . | . | . | . | . | . | . | . | . | .
2024 | 1 | LA | 3265 | Cleco Power LLC | Preliminary | AC | 20.768 | 1.463 | 0 | 0 | 22.231 | 3630 | 124 | 0 | 0 | 3754 | . | . | . | . | 0 | . | . | . | . | 0 | . | . | . | . | 0 | . | . | . | . | 0 | . | . | . | . | 0 | . | . | . | . | 0 | . | . | . | . | 0 | . | . | . | . | 0 | . | . | . | . | 0 | 0.008 | . | . | . | 0.008 | 4 | . | . | . | 4 | . | . | . | . | 0 | . | . | . | . | 0 | . | . | . | . | 0 | . | . | . | . | 0 | 20.776 | 1.463 | NM | 0 | 22.239 | 3634 | 124 | 0 | 0 | 3758 | 0 | 0 | 0 | 0 | 0
2024 | 1 | LA | 11241 | Entergy Louisiana LLC | Preliminary | DC | 85.993 | 7.969 | 0.097 | 0 | 94.059 | 13159 | 583 | 4 | 0 | 13746 | . | . | . | . | . | . | . | . | . | . | . | . | . | . | . | . | . | . | . | . | . | . | . | . | . | . | . | . | . | . | . | . | . | . | . | . | . | . | . | . | . | . | . | . | . | . | . | . | . | . | . | . | . | . | . | . | . | . | . | . | . | . | . | . | . | . | . | . | . | . | . | . | . | . | . | 85.993 | 7.969 | 0.097 | 0 | 94.059 | 13159 | 583 | 4 | 0 | 13746 | 0 | 0 | 0 | 0 | 0
2024 | 1 | LA | 13478 | Entergy New Orleans, LLC | Preliminary | DC | 55.235 | 1.888 | 0 | 0 | 57.123 | 9516 | 79 | 0 | 0 | 9595 | . | . | . | . | . | . | . | . | . | . | . | . | . | . | . | . | . | . | . | . | . | . | . | . | . | . | . | . | . | . | . | . | . | . | . | . | . | . | . | . | . | . | . | . | . | . | . | . | . | . | . | . | . | . | . | . | . | . | . | . | . | . | . | . | . | . | . | . | . | . | . | . | . | . | . | 55.235 | 1.888 | NM | 0 | 57.123 | 9516 | 79 | 0 | 0 | 9595 | 0 | 0 | 0 | 0 | 0
2024 | 1 | LA | 17698 | Southwestern Electric Power Co | Preliminary | AC | 7.824 | 1.591 | 0.006 | . | 9.421 | 1386 | 103 | 1 | . | 1490 | . | . | . | . | 0 | . | . | . | . | 0 | 185.221 | 5.048 | 0.265 | . | 190.534 | 0.01 | . | . | . | 0.01 | 1 | . | . | . | 1 | 0.148 | . | . | . | 0.148 | . | . | . | . | 0 | . | . | . | . | 0 | . | . | . | . | 0 | . | . | . | . | 0 | . | . | . | . | 0 | . | . | . | . | 0 | . | . | . | . | 0 | . | . | . | . | 0 | . | . | . | . | 0 | 7.824 | 1.591 | 0.006 | 0 | 9.421 | 1386 | 103 | 1 | 0 | 1490 | 185.221 | 5.048 | 0.265 | 0 | 190.534
2024 | 1 | LA | 99999 | Adjustment 2024 | Preliminary |  | 7.13 | 0.4 | -0.017 | 0 | 7.513 | . | . | . | . | . | . | . | . | . | . | . | . | . | . | . | . | . | . | . | . | . | . | . | . | . | . | . | . | . | . | . | . | . | . | . | . | . | . | . | . | . | . | . | . | . | . | . | . | . | . | . | . | . | . | . | . | . | . | . | . | . | . | . | . | . | . | . | . | . | . | . | . | . | . | . | . | . | . | . | . | 7.13 | 0.4 | -0.017 | 0 | 7.513 | . | . | . | . | . | . | . | . | . | .
2024 | 1 | MA | 6374 | Fitchburg Gas & Elec Light Co | Preliminary | AC | 20.048 | 2.133 | 0.991 | . | 23.172 | 3007 | 37 | 5 | . | 3049 | 0.4 | 11.055 | . | . | 11.455 | 45 | 33 | . | . | 78 | 1.462 | 0.604 | . | . | 2.066 | 0.231 | . | . | . | 0.231 | 19 | . | . | . | 19 | 0.129 | . | . | . | 0.129 | . | . | . | . | 0 | . | . | . | . | 0 | . | . | . | . | 0 | . | . | . | . | 0 | . | . | . | . | 0 | . | . | . | . | 0 | 0.002 | . | . | . | 0.002 | 2 | . | . | . | 2 | . | . | . | . | 0 | 20.45 | 13.188 | 0.991 | 0 | 34.629 | 3054 | 70 | 5 | 0 | 3129 | 1.462 | 0.604 | 0 | 0 | 2.066
2024 | 1 | MA | 8774 | City of Holyoke - (MA) | Preliminary | DC | 0.088 | 0.021 | . | . | 0.109 | 12 | 3 | . | . | 15 | . | . | . | . | . | . | . | . | . | . | . | . | . | . | . | . | . | . | . | . | . | . | . | . | . | . | . | . | . | . | . | . | . | . | . | . | . | . | . | . | . | . | . | . | . | . | . | . | . | . | . | . | . | . | . | . | . | . | . | . | . | . | . | . | . | . | . | . | . | . | . | . | . | . | . | 0.088 | 0.021 | NM | 0 | 0.109 | 12 | 3 | 0 | 0 | 15 | 0 | 0 | 0 | 0 | 0
2024 | 1 | MA | 11804 | Massachusetts Electric Co | Preliminary | AC | 605.125 | 691.717 | 0.107 | . | 1296.949 | 91956 | 2450 | 7 | . | 94413 | . | . | . | . | 0 | . | . | . | . | 0 | . | . | . | . | 0 | 0.472 | . | . | . | 0.472 | 67 | . | . | . | 67 | . | . | . | . | 0 | . | . | . | . | 0 | . | . | . | . | 0 | . | . | . | . | 0 | 0.194 | 21.187 | . | . | 21.381 | 29 | 23 | . | . | 52 | . | . | . | . | 0 | 0.169 | 4.525 | . | . | 4.694 | 66 | 25 | . | . | 91 | . | . | . | . | 0 | 605.488 | 717.429 | 0.107 | 0 | 1323.024 | 92051 | 2498 | 7 | 0 | 94556 | 0 | 0 | 0 | 0 | 0
2024 | 1 | MA | 13206 | Nantucket Electric Co | Preliminary | AC | 3.664 | 1.146 | . | . | 4.81 | 247 | 34 | . | . | 281 | . | . | . | . | . | . | . | . | . | . | . | . | . | . | . | . | . | . | . | . | . | . | . | . | . | . | . | . | . | . | . | . | . | . | . | . | . | . | . | . | . | . | . | . | . | 0.001 | 0.4 | . | . | 0.401 | 1 | 2 | . | . | 3 | . | . | . | . | . | . | . | . | . | . | . | . | . | . | . | . | . | . | . | . | 3.665 | 1.546 | NM | 0 | 5.211 | 248 | 36 | 0 | 0 | 284 | 0 | 0 | 0 | 0 | 0
2024 | 1 | MA | 15748 | Town of Reading - (MA) | Preliminary | AC | 2.099 | 2.529 | 0 | 0 | 4.628 | 268 | 22 | 0 | 0 | 290 | 0 | 0 | 0 | 0 | 0 | 0 | 0 | 0 | 0 | 0 | 31.849 | 11.43 | 0 | 0 | 43.279 | 0.205 | 0 | 0 | 0 | 0.205 | 20 | 0 | 0 | 0 | 20 | 0.41 | 0 | 0 | 0 | 0.41 | 0 | 0 | 0 | 0 | 0 | 0 | 0 | 0 | 0 | 0 | 0 | 0 | 0 | 0 | 0 | 0 | 0 | 0 | 0 | 0 | 0 | 0 | 0 | 0 | 0 | 0 | 0 | 0 | 0 | 0 | 0 | 0 | 0 | 0 | 0 | 0 | 0 | 0 | 0 | 0 | 0 | 0 | 0 | 0 | 0 | 2.099 | 2.529 | NM | 0 | 4.628 | 268 | 22 | 0 | 0 | 290 | 31.849 | 11.43 | 0 | 0 | 43.279
2024 | 1 | MA | 54913 | NSTAR Electric Company | Preliminary | AC | 519.665 | 701.82 | 71.945 | . | 1293.43 | 63834 | 1715 | 182 | . | 65731 | . | . | . | . | 0 | . | . | . | . | 0 | 12109.138 | . | 515.029 | 0 | 12624.167 | . | . | . | . | 0 | . | . | . | . | 0 | . | . | . | . | 0 | . | . | . | . | 0 | . | . | . | . | 0 | . | . | . | . | 0 | 0.556 | 32.341 | 4.16 | . | 37.057 | 82 | 26 | 3 | . | 111 | 3.373 | 4102.165 | . | . | 4105.538 | 0.874 | 4.297 | 76.965 | . | 82.136 | 3 | 9 | 188 | . | 200 | . | . | 515.029 | . | 515.029 | 521.095 | 738.458 | 153.07 | 0 | 1412.623 | 63919 | 1750 | 373 | 0 | 66042 | 12112.511 | 4102.165 | 1030.058 | 0 | 17244.734
2024 | 1 | MA | 99999 | Adjustment 2024 | Preliminary |  | 17.765 | 12.922 | 11.935 | . | 42.622 | . | . | . | . | . | . | . | . | . | . | . | . | . | . | . | . | . | . | . | . | . | . | . | . | . | . | . | . | . | . | . | . | . | . | . | . | . | . | . | . | . | . | . | . | . | . | . | . | . | . | . | . | . | . | . | . | . | . | . | . | . | . | . | . | . | . | . | . | . | . | . | . | . | . | . | . | . | . | . | . | 17.765 | 12.922 | 11.935 | . | 42.622 | . | . | . | . | . | . | . | . | . | .
2024 | 1 | MD | 1167 | Baltimore Gas & Electric Co | Preliminary | AC | 345.867 | 83.222 | 0 | 0 | 429.089 | 44565 | 938 | 0 | 0 | 45503 | 0 | 148.922 | 0 | 0 | 148.922 | 0 | 1560 | 0 | 0 | 1560 | . | . | . | . | 0 | . | . | . | . | 0 | . | . | . | . | 0 | . | . | . | . | 0 | . | . | . | . | 0 | . | . | . | . | 0 | . | . | . | . | 0 | 0.079 | 0.022 | 0 | 0 | 0.101 | 22 | 5 | 0 | 0 | 27 | . | . | . | . | 0 | . | . | . | . | 0 | . | . | . | . | 0 | . | . | . | . | 0 | 345.946 | 232.166 | NM | 0 | 578.112 | 44587 | 2503 | 0 | 0 | 47090 | 0 | 0 | 0 | 0 | 0
2024 | 1 | MD | 5027 | Delmarva Power | Preliminary | AC | 59.562 | 35.951 | 2.765 | 0 | 98.278 | 6310 | 233 | 3 | 0 | 6546 | . | . | . | . | . | . | . | . | . | . | . | . | . | . | . | . | . | . | . | . | . | . | . | . | . | . | . | . | . | . | . | . | . | . | . | . | . | . | . | . | . | . | . | . | . | 0.103 | 0.812 | 0 | 0 | 0.915 | 18 | 4 | 0 | 0 | 22 | . | . | . | . | . | 0 | 0 | 0 | 0 | . | 0 | 0 | 0 | 0 | . | . | . | . | . | . | 59.665 | 36.763 | 2.765 | 0 | 99.193 | 6328 | 237 | 3 | 0 | 6568 | 0 | 0 | 0 | 0 | 0
2024 | 1 | MD | 15263 | The Potomac Edison Company | Preliminary | AC | 71.018 | 34.479 | 15.311 | 0 | 120.808 | 7693 | 163 | 13 | 0 | 7869 | 0.249 | 3.248 | 0 | 0 | 3.497 | 8 | 15 | 0 | 0 | 23 | 0 | 0 | 0 | 0 | 0 | 4.693 | 0.02 | 0 | 0 | 4.713 | 296 | 1 | 0 | 0 | 297 | 0 | 0 | 0 | 0 | 0 | 0 | 0 | 0 | 0 | 0 | 0 | 0 | 0 | 0 | 0 | 0 | 0 | 0 | 0 | 0 | 0.095 | 0.023 | 0 | 0 | 0.118 | 28 | 6 | 0 | 0 | 34 | 0 | 0 | 0 | 0 | 0 | 0 | 0 | 0 | 0 | 0 | 0 | 0 | 0 | 0 | 0 | 0 | 0 | 0 | 0 | 0 | 71.362 | 37.75 | 15.311 | 0 | 124.423 | 7729 | 184 | 13 | 0 | 7926 | 0 | 0 | 0 | 0 | 0
2024 | 1 | MD | 15270 | Potomac Electric Power Co | Preliminary | AC | 262.507 | 59.47 | . | . | 321.977 | 32278 | 378 | . | . | 32656 | . | . | . | . | 0 | . | . | . | . | 0 | . | . | . | . | 0 | . | . | . | . | 0 | . | . | . | . | 0 | . | . | . | . | 0 | . | . | . | . | 0 | . | . | . | . | 0 | . | . | . | . | 0 | 0.016 | 0.002 | . | . | 0.018 | 1 | 1 | . | . | 2 | . | . | . | . | 0 | . | . | . | . | 0 | . | . | . | . | 0 | . | . | . | . | 0 | 262.523 | 59.472 | NM | 0 | 321.995 | 32279 | 379 | 0 | 0 | 32658 | 0 | 0 | 0 | 0 | 0
2024 | 1 | MD | 17637 | Southern Maryland Elec Coop Inc | Preliminary | AC | 77.817 | 4.851 | 0 | 0 | 82.668 | 8523 | 66 | 0 | 0 | 8589 | . | . | . | . | 0 | . | . | . | . | 0 | 1668.947 | 75.696 | . | . | 1744.643 | 1.055 | 0 | 0 | 0 | 1.055 | 148 | 0 | 0 | 0 | 148 | 2.479 | 0 | 0 | 0 | 2.479 | 0 | 0 | 0 | 0 | 0 | 0 | 0 | 0 | 0 | 0 | 0 | 0 | 0 | 0 | 0 | 0.02 | 0.016 | 0 | 0 | 0.036 | 3 | 3 | 0 | 0 | 6 | 0.691 | 0.12 | 0 | 0 | 0.811 | 0 | 0.32 | 0 | 0 | 0.32 | 0 | 1 | 0 | 0 | 1 | 0 | 0 | 0 | 0 | 0 | 77.837 | 5.187 | NM | 0 | 83.024 | 8526 | 70 | 0 | 0 | 8596 | 1669.638 | 75.816 | 0 | 0 | 1745.454
2024 | 1 | MD | 99999 | Adjustment 2024 | Preliminary |  | 20.007 | 18.364 | 2.857 | . | 41.228 | . | . | . | . | . | . | . | . | . | . | . | . | . | . | . | . | . | . | . | . | . | . | . | . | . | . | . | . | . | . | . | . | . | . | . | . | . | . | . | . | . | . | . | . | . | . | . | . | . | . | . | . | . | . | . | . | . | . | . | . | . | . | . | . | . | . | . | . | . | . | . | . | . | . | . | . | . | . | . | . | 20.007 | 18.364 | 2.857 | . | 41.228 | . | . | . | . | . | . | . | . | . | .
2024 | 1 | ME | 1179 | Versant Power | Preliminary | AC | 10.334 | 27.515 | 0.026 | 0 | 37.875 | 1456 | 213 | 1 | 0 | 1670 | 0.445 | 38.508 | 0 | 0 | 38.953 | 92 | 3309 | 0 | 0 | 3401 | . | . | . | . | 0 | 0.124 | 0 | 0 | 0 | 0.124 | 10 | 0 | 0 | 0 | 10 | 0.204 | 0 | 0 | 0 | 0.204 | 0 | 0 | 0 | 0 | 0 | 0 | 0 | 0 | 0 | 0 | 0 | 0 | 0 | 0 | 0 | 0.336 | 0.182 | 0.6 | 0 | 1.118 | 95 | 17 | 1 | 0 | 113 | . | . | . | . | 0 | 0 | 4.355 | 1.92 | 0 | 6.275 | 0 | 7 | 1 | 0 | 8 | . | . | . | . | 0 | 11.115 | 70.56 | 2.546 | 0 | 84.221 | 1643 | 3546 | 3 | 0 | 5192 | 0 | 0 | 0 | 0 | 0
2024 | 1 | ME | 3266 | Central Maine Power Co | Preliminary | AC | 76.245 | 489.584 | 0 | 0 | 565.829 | 9401 | 920 | 0 | 0 | 10321 | 0 | 431.825 | 0 | 0 | 431.825 | 0 | 40031 | 0 | 0 | 40031 | 1632.88 | 22630.709 | 0 | 0 | 24263.589 | 0 | 0 | 0 | 0 | 0 | 0 | 0 | 0 | 0 | 0 | 0 | 0 | 0 | 0 | 0 | 0 | 0 | 0 | 0 | 0 | 0 | 0 | 0 | 0 | 0 | 0 | 0 | 0 | 0 | 0 | 0.522 | 4.831 | 0 | 0 | 5.353 | 193 | 34 | 0 | 0 | 227 | 3.738 | 979.991 | 0 | 0 | 983.729 | 0.136 | 26.993 | 0 | 0 | 27.129 | 4 | 32 | 0 | 0 | 36 | 0 | 6866.717 | 0 | 0 | 6866.717 | 76.903 | 953.233 | NM | 0 | 1030.136 | 9598 | 41017 | 0 | 0 | 50615 | 1636.618 | 30477.417 | 0 | 0 | 32114.035
2024 | 1 | ME | 5609 | Eastern Maine Electric Coop | Preliminary | AC | 0.166 | 0.105 | . | . | 0.271 | 23 | 3 | . | . | 26 | . | . | . | . | 0 | . | . | . | . | 0 | . | . | . | . | 0 | . | . | . | . | 0 | . | . | . | . | 0 | . | . | . | . | 0 | . | . | . | . | 0 | . | . | . | . | 0 | . | . | . | . | 0 | 0.048 | . | . | . | 0.048 | 8 | . | . | . | 8 | . | . | . | . | 0 | . | . | . | . | 0 | . | . | . | . | 0 | . | . | . | . | 0 | 0.214 | 0.105 | NM | 0 | 0.319 | 31 | 3 | 0 | 0 | 34 | 0 | 0 | 0 | 0 | 0
2024 | 1 | ME | 99999 | Adjustment 2024 | Preliminary |  | 0.446 | 0.054 | . | . | 0.5 | . | . | . | . | . | . | . | . | . | . | . | . | . | . | . | . | . | . | . | . | . | . | . | . | . | . | . | . | . | . | . | . | . | . | . | . | . | . | . | . | . | . | . | . | . | . | . | . | . | . | . | . | . | . | . | . | . | . | . | . | . | . | . | . | . | . | . | . | . | . | . | . | . | . | . | . | . | . | . | . | 0.446 | 0.054 | . | . | 0.5 | . | . | . | . | . | . | . | . | . | .
2024 | 1 | MI | 392 | Alpena Power Co | Preliminary | AC | 0.091 | 0.017 | . | . | 0.108 | 10 | 2 | . | . | 12 | . | . | . | . | 0 | . | . | . | . | 0 | . | . | . | . | 0 | . | . | . | . | 0 | . | . | . | . | 0 | . | . | . | . | 0 | . | . | . | . | 0 | . | . | . | . | 0 | . | . | . | . | 0 | 0.038 | . | . | . | 0.038 | 15 | . | . | . | 15 | . | . | . | . | 0 | . | . | . | . | 0 | . | . | . | . | 0 | . | . | . | . | 0 | 0.129 | 0.017 | NM | 0 | 0.146 | 25 | 2 | 0 | 0 | 27 | 0 | 0 | 0 | 0 | 0
2024 | 1 | MI | 3828 | Cloverland Electric Co-op | Preliminary | AC | 0.209 | 0.214 | 0 | 0 | 0.423 | 32 | 9 | 0 | 0 | 41 | . | . | . | . | 0 | . | . | . | . | 0 | 1.324 | 0.365 | 0 | 0 | 1.689 | . | . | . | . | 0 | . | . | . | . | 0 | . | . | . | . | 0 | . | . | . | . | 0 | . | . | . | . | 0 | . | . | . | . | 0 | 0.05 | 0.011 | 0 | 0 | 0.061 | 15 | 3 | 0 | 0 | 18 | 0.16 | 0 | 0 | 0 | 0.16 | 0 | 0.208 | 0 | 0 | 0.208 | 0 | 1 | 0 | 0 | 1 | 0 | 0.245 | 0 | 0 | 0.245 | 0.259 | 0.433 | NM | 0 | 0.692 | 47 | 13 | 0 | 0 | 60 | 1.484 | 0.61 | 0 | 0 | 2.094
2024 | 1 | MI | 4254 | Consumers Energy Co - (MI) | Preliminary | DC | 77.312 | 32.652 | 0.312 | . | 110.276 | 9729 | 642 | 7 | . | 10378 | 2.83 | 1.67 | . | . | 4.5 | 2464 | 29 | . | . | 2493 | 545.081 | . | . | . | 545.081 | 9.814 | 0.235 | . | . | 10.049 | 1404 | 19 | . | . | 1423 | 16.048 | 0.378 | . | . | 16.426 | . | . | . | . | 0 | . | . | . | . | 0 | . | . | . | . | 0 | 0.353 | 0.177 | . | . | 0.53 | 78 | 17 | . | . | 95 | . | . | . | . | 0 | . | . | 0.19 | . | 0.19 | . | . | 1 | . | 1 | . | . | . | . | 0 | 80.495 | 34.499 | 0.502 | 0 | 115.496 | 12271 | 688 | 8 | 0 | 12967 | 545.081 | 0 | 0 | 0 | 545.081
2024 | 1 | MI | 5109 | DTE Electric Company | Preliminary | AC | 57.596 | 13.618 | 0.694 | . | 71.908 | 8794 | 479 | 30 | . | 9303 | . | . | . | . | 0 | . | . | . | . | 0 | . | . | . | . | 0 | . | . | . | . | 0 | . | . | . | . | 0 | . | . | . | . | 0 | . | . | . | . | 0 | . | . | . | . | 0 | . | . | . | . | 0 | 0.101 | 0.202 | . | . | 0.303 | 32 | 29 | . | . | 61 | . | . | . | . | 0 | 0.024 | 0.065 | 0.06 | . | 0.149 | 4 | 3 | 1 | . | 8 | . | . | . | . | 0 | 57.721 | 13.885 | 0.754 | 0 | 72.36 | 8830 | 511 | 31 | 0 | 9372 | 0 | 0 | 0 | 0 | 0
2024 | 1 | MI | 9324 | Indiana Michigan Power Co | Preliminary | AC | 4.015 | 1.107 | 0.158 | 0 | 5.28 | 516 | 43 | 2 | 0 | 561 | 0 | 0 | 0 | 0 | . | 0 | 0 | 0 | 0 | . | 33.477 | 14.484 | 0.04 | 0 | . | 0.482 | 0 | 0 | 0 | 0.482 | 102 | 0 | 0 | 0 | 102 | 1.164 | 0 | 0 | 0 | 1.164 | 0 | 0 | 0 | 0 | . | 0 | 0 | 0 | 0 | . | 0 | 0 | 0 | 0 | . | 0.022 | 0.006 | 0.005 | 0 | 0.033 | 6 | 1 | 1 | 0 | 8 | 0 | 0 | 0 | 0 | . | 0 | 0 | 0 | 0 | . | 0 | 0 | 0 | 0 | . | 0 | 0 | 0 | 0 | . | 4.037 | 1.113 | 0.163 | 0 | 5.313 | 522 | 44 | 3 | 0 | 569 | 33.477 | 14.484 | 0.04 | 0 | 48.001
2024 | 1 | MI | 10704 | City of Lansing - (MI) | Preliminary | AC | 1.96 | 1.146 | . | . | 3.106 | 309 | 24 | . | . | 333 | . | . | . | . | . | . | . | . | . | . | . | . | . | . | . | . | . | . | . | . | . | . | . | . | . | . | . | . | . | . | . | . | . | . | . | . | . | . | . | . | . | . | . | . | . | . | . | . | . | . | . | . | . | . | . | . | . | . | . | . | . | . | . | . | . | . | . | . | . | . | . | . | . | . | . | 1.96 | 1.146 | NM | 0 | 3.106 | 309 | 24 | 0 | 0 | 333 | 0 | 0 | 0 | 0 | 0
2024 | 1 | MI | 19578 | Upper Peninsula Power Company | Preliminary | AC | 1.607 | 0.28 | 0 | 0 | 1.887 | 249 | 7 | 0 | 0 | 256 | . | . | . | . | . | . | . | . | . | . | . | . | . | . | . | . | . | . | . | . | . | . | . | . | . | . | . | . | . | . | . | . | . | . | . | . | . | . | . | . | . | . | . | . | . | 0.076 | 0 | 0 | 0 | 0.076 | 20 | 0 | 0 | 0 | 20 | 0 | 0 | 0 | 0 | . | . | . | . | . | . | . | . | . | . | . | . | . | . | . | . | 1.683 | 0.28 | NM | 0 | 1.963 | 269 | 7 | 0 | 0 | 276 | 0 | 0 | 0 | 0 | 0
2024 | 1 | MI | 60631 | Upper Michigan Energy Resources Corp. | Preliminary | DC | 0.557 | 0.121 | . | . | 0.678 | 66 | 3 | . | . | 69 | . | . | . | . | 0 | . | . | . | . | 0 | . | . | . | . | 0 | 0.01 | . | . | . | 0.01 | 1 | . | . | . | 1 | . | . | . | . | 0 | . | . | . | . | 0 | . | . | . | . | 0 | . | . | . | . | 0 | 0.062 | 0.02 | . | . | 0.082 | 9 | 1 | . | . | 10 | . | . | . | . | 0 | 0.01 | 0.005 | . | . | 0.015 | 1 | 2 | . | . | 3 | . | . | . | . | 0 | 0.629 | 0.146 | NM | 0 | 0.775 | 76 | 6 | 0 | 0 | 82 | 0 | 0 | 0 | 0 | 0
2024 | 1 | MI | 99999 | Adjustment 2024 | Preliminary |  | -0.776 | -1.528 | NM | . | -2.033 | . | . | . | . | . | -0.494 | -0.291 | . | . | -0.784 | . | . | . | . | . | . | . | . | . | . | -1.713 | -0.041 | . | . | -1.754 | . | . | . | . | . | . | . | . | . | . | . | . | . | . | 0 | . | . | . | . | . | . | . | . | . | . | . | . | . | . | . | . | . | . | . | . | . | . | . | . | . | . | . | . | . | . | . | . | . | . | . | . | . | . | . | . | -1.27 | -1.819 | NM | . | -2.818 | . | . | . | . | . | . | . | . | . | .
2024 | 1 | MN | 689 | Connexus Energy | Preliminary | AC | 9.771 | 2.087 | 0 | 0 | 11.858 | 1099 | 34 | 0 | 0 | 1133 | 0.232 | 0.008 | 0 | 0 | 0.24 | 125 | 4 | 0 | 0 | 129 | . | . | . | . | 0 | . | . | . | . | 0 | . | . | . | . | 0 | . | . | . | . | 0 | . | . | . | . | 0 | . | . | . | . | 0 | . | . | . | . | 0 | 0.059 | 0.01 | 0 | 0 | 0.069 | 5 | 1 | 0 | 0 | 6 | . | . | . | . | 0 | 0.025 | 0 | 0 | 0 | 0.025 | 5 | 0 | 0 | 0 | 5 | . | . | . | . | 0 | 10.087 | 2.105 | NM | 0 | 12.192 | 1234 | 39 | 0 | 0 | 1273 | 0 | 0 | 0 | 0 | 0
2024 | 1 | MN | 5574 | East Central Energy | Preliminary | AC | 6.859 | 0.826 | 0 | 0 | 7.685 | 545 | 38 | 0 | 0 | 583 | . | . | . | . | 0 | . | . | . | . | 0 | 19.339 | 4.179 | 0 | 0 | 23.518 | . | . | . | . | 0 | . | . | . | . | 0 | . | . | . | . | 0 | . | . | . | . | 0 | . | . | . | . | 0 | . | . | . | . | 0 | 0.042 | 0.042 | 0 | 0 | 0.084 | 3 | 3 | 0 | 0 | 6 | 0 | 0.555 | 0 | 0 | 0.555 | . | . | . | . | 0 | . | . | . | . | 0 | . | . | . | . | 0 | 6.901 | 0.868 | NM | 0 | 7.769 | 548 | 41 | 0 | 0 | 589 | 19.339 | 4.734 | 0 | 0 | 24.073
2024 | 1 | MN | 10596 | City of Lake Crystal - (MN) | Preliminary | AC | 0.053 | 0.04 | . | . | 0.093 | 5 | 1 | . | . | 6 | . | . | . | . | . | . | . | . | . | . | . | . | . | . | . | 0.005 | 0.1 | . | . | 0.105 | 1 | 1 | . | . | 2 | . | . | . | . | . | . | . | . | . | . | . | . | . | . | . | . | . | . | . | . | . | . | . | . | . | . | . | . | . | . | . | . | . | . | . | . | . | . | . | . | . | . | . | . | . | . | . | . | . | . | 0.053 | 0.04 | NM | 0 | 0.093 | 5 | 1 | 0 | 0 | 6 | 0 | 0 | 0 | 0 | 0
2024 | 1 | MN | 12647 | ALLETE, Inc. | Preliminary | AC | 7.686 | 7.744 | 0.02 | . | 15.45 | 837 | 169 | 1 | . | 1007 | 0.518 | 0.522 | . | . | 1.04 | 94 | 3 | . | . | 97 | 7.481 | 13.391 | . | . | 20.872 | 0.38 | 0.006 | . | . | 0.386 | 24 | 1 | . | . | 25 | . | . | . | . | 0 | . | . | . | . | 0 | . | . | . | . | 0 | . | . | . | . | 0 | 0.082 | 0.093 | . | . | 0.175 | 8 | 7 | . | . | 15 | . | . | . | . | 0 | . | . | . | . | 0 | . | . | . | . | 0 | . | . | . | . | 0 | 8.286 | 8.359 | 0.02 | 0 | 16.665 | 939 | 179 | 1 | 0 | 1119 | 7.481 | 13.391 | 0 | 0 | 20.872
2024 | 1 | MN | 13781 | Northern States Power Co - Minnesota | Preliminary | DC | 82.473 | 53.176 | 18.264 | 0 | 153.913 | 10955 | 1207 | 229 | 0 | 12391 | . | . | . | . | . | . | . | . | . | . | . | . | . | . | . | . | . | . | . | . | . | . | . | . | . | . | . | . | . | . | . | . | . | . | . | . | . | . | . | . | . | . | . | . | . | . | . | . | . | . | . | . | . | . | . | . | . | . | . | . | . | . | . | . | . | . | . | . | . | . | . | . | . | . | . | 82.473 | 53.176 | 18.264 | 0 | 153.913 | 10955 | 1207 | 229 | 0 | 12391 | 0 | 0 | 0 | 0 | 0
2024 | 1 | MN | 14232 | Otter Tail Power Co | Preliminary | AC | 0.692 | 2.03 | 0 | 0 | 2.722 | 60 | 40 | 0 | 0 | 100 | 0 | 0 | 0 | 0 | 0 | 0 | 0 | 0 | 0 | 0 | 20.795 | 13.851 | 0 | 0 | 34.646 | 0 | 0 | 0 | 0 | 0 | 0 | 0 | 0 | 0 | 0 | 0 | 0 | 0 | 0 | 0 | 0 | 0 | 0 | 0 | 0 | 0 | 0 | 0 | 0 | 0 | 0 | 0 | 0 | 0 | 0 | 0.002 | 0.199 | 0 | 0 | 0.201 | 1 | 8 | 0 | 0 | 9 | 0 | 0.7 | 0 | 0 | 0.7 | 0 | 0.035 | 0 | 0 | 0.035 | 0 | 1 | 0 | 0 | 1 | 0 | 0 | 0 | 0 | 0 | 0.694 | 2.264 | NM | 0 | 2.958 | 61 | 49 | 0 | 0 | 110 | 20.795 | 14.551 | 0 | 0 | 35.346
2024 | 1 | MN | 16181 | Rochester Public Utilities | Preliminary | AC | 4.044 | 0.787 | 0 | 0 | 4.831 | 513 | 23 | 0 | 0 | 536 | 0.286 | 0 | 0 | 0 | 0.286 | 208 | 0 | 0 | 0 | 208 | 71.177 | 4.645 | 0 | 0 | 75.822 | 0.037 | 0 | 0 | 0 | 0.037 | 7 | 0 | 0 | 0 | 7 | 0.075 | 0 | 0 | 0 | 0.075 | 0 | 0 | 0 | 0 | 0 | 0 | 0 | 0 | 0 | 0 | 0 | 0 | 0 | 0 | 0 | 0.003 | 0 | 0 | 0 | 0.003 | 1 | 0 | 0 | 0 | 1 | 0 | 0 | 0 | 0 | 0 | 0 | 0 | 0 | 0 | 0 | 0 | 0 | 0 | 0 | 0 | 0 | 0 | 0 | 0 | 0 | 4.333 | 0.787 | NM | 0 | 5.12 | 722 | 23 | 0 | 0 | 745 | 71.177 | 4.645 | 0 | 0 | 75.822
2024 | 1 | MN | 17267 | Sioux Valley SW Elec Coop | Preliminary | DC | 0.425 | 0.028 | 0 | 0 | 0.453 | 19 | 2 | 0 | 0 | 21 | . | . | . | . | 0 | . | . | . | . | 0 | 14.961 | 0.357 | . | . | 15.318 | . | . | . | . | 0 | . | . | . | . | 0 | . | . | . | . | 0 | . | . | . | . | 0 | . | . | . | . | 0 | . | . | . | . | 0 | 0.059 | 0 | . | . | 0.059 | 2 | 0 | . | . | 2 | 1.242 | 0 | . | . | 1.242 | . | . | . | . | 0 | . | . | . | . | 0 | . | . | . | . | 0 | 0.484 | 0.028 | NM | 0 | 0.512 | 21 | 2 | 0 | 0 | 23 | 16.203 | 0.357 | 0 | 0 | 16.56
2024 | 1 | MN | 20996 | Wright-Hennepin Coop Elec Assn | Preliminary | AC | 3.544 | 0.51 | . | . | 4.054 | 279 | 16 | . | . | 295 | 0.075 | . | . | . | 0.075 | 40 | . | . | . | 40 | 11.736 | 0.151 | . | . | 11.887 | . | . | . | . | 0 | . | . | . | . | 0 | . | . | . | . | 0 | . | . | . | . | 0 | . | . | . | . | 0 | . | . | . | . | 0 | 0.08 | . | . | . | 0.08 | 5 | . | . | . | 5 | 0.453 | . | . | . | 0.453 | . | . | . | . | 0 | . | . | . | . | 0 | . | . | . | . | 0 | 3.699 | 0.51 | NM | 0 | 4.209 | 324 | 16 | 0 | 0 | 340 | 12.189 | 0.151 | 0 | 0 | 12.34
2024 | 1 | MN | 25177 | Dakota Electric Association | Preliminary | AC | 13.651 | 0.693 | 0 | . | 14.344 | 1372 | 21 | 0 | . | 1393 | . | . | . | . | . | . | . | . | . | . | . | . | . | . | . | . | . | . | . | . | . | . | . | . | . | . | . | . | . | . | . | . | . | . | . | . | . | . | . | . | . | . | . | . | . | 0.11 | 0.095 | 0 | . | 0.205 | 6 | 4 | 0 | . | 10 | . | . | . | . | . | . | . | . | . | . | . | . | . | . | . | . | . | . | . | . | 13.761 | 0.788 | NM | 0 | 14.549 | 1378 | 25 | 0 | 0 | 1403 | 0 | 0 | 0 | 0 | 0
2024 | 1 | MN | 99999 | Adjustment 2024 | Preliminary |  | 39.3 | 4.525 | -2.868 | 0 | 40.957 | . | . | . | . | . | . | . | . | . | 0 | . | . | . | . | . | . | . | . | . | . | . | . | . | . | 0 | . | . | . | . | . | . | . | . | . | . | . | . | . | . | 0 | . | . | . | . | . | . | . | . | . | . | . | . | . | . | . | . | . | . | . | . | . | . | . | . | . | . | . | . | . | . | . | . | . | . | . | . | . | . | . | . | 39.3 | 4.525 | -2.868 | 0 | 40.957 | . | . | . | . | . | . | . | . | . | .
2024 | 1 | MO | 4675 | Cuivre River Electric Coop Inc | Preliminary | AC | 2.053 | 0.008 | . | . | 2.061 | 238 | 1 | . | . | 239 | . | . | . | . | 0 | . | . | . | . | 0 | 43.592 | 0 | . | . | 43.592 | . | . | . | . | 0 | . | . | . | . | 0 | . | . | . | . | 0 | . | . | . | . | 0 | . | . | . | . | 0 | . | . | . | . | 0 | . | . | . | . | 0 | . | . | . | . | 0 | . | . | . | . | 0 | . | . | . | . | 0 | . | . | . | . | 0 | . | . | . | . | 0 | 2.053 | 0.008 | NM | 0 | 2.061 | 238 | 1 | 0 | 0 | 239 | 43.592 | 0 | 0 | 0 | 43.592
2024 | 1 | MO | 5860 | Empire District Electric Co | Preliminary | AC | 111.474 | 36.535 | 0.746 | 0 | 148.755 | 4295 | 461 | 7 | 0 | 4763 | . | . | . | . | 0 | . | . | . | . | 0 | 0 | 0 | 0 | . | 0 | . | . | . | . | 0 | . | . | . | . | 0 | . | . | . | . | 0 | . | . | . | . | 0 | . | . | . | . | 0 | . | . | . | . | 0 | 0.025 | 0.002 | . | . | 0.027 | 4 | 1 | . | . | 5 | 0 | . | . | . | 0 | . | . | . | . | 0 | . | . | . | . | 0 | . | . | . | . | 0 | 111.499 | 36.537 | 0.746 | 0 | 148.782 | 4299 | 462 | 7 | 0 | 4768 | 0 | 0 | 0 | 0 | 0
2024 | 1 | MO | 9231 | City of Independence - (MO) | Preliminary | AC | 4.581 | 1.105 | 0 | 0 | 5.686 | 608 | 42 | 0 | 0 | 650 | . | . | . | . | 0 | . | . | . | . | 0 | . | . | . | . | 0 | . | . | . | . | 0 | . | . | . | . | 0 | . | . | . | . | 0 | . | . | . | . | 0 | . | . | . | . | 0 | . | . | . | . | 0 | . | 0.002 | . | . | 0.002 | . | 1 | . | . | 1 | . | . | . | . | 0 | . | . | . | . | 0 | . | . | . | . | 0 | . | . | . | . | 0 | 4.581 | 1.107 | NM | 0 | 5.688 | 608 | 43 | 0 | 0 | 651 | 0 | 0 | 0 | 0 | 0
2024 | 1 | MO | 10000 | Evergy Metro | Preliminary | AC | 27.597 | 20.81 | 1.527 | . | 49.934 | 3187 | 828 | 53 | . | 4068 | 1.367 | 0.033 | . | . | 1.4 | 491 | 2 | . | . | 493 | 459.681 | 135.464 | 11.85 | . | 606.995 | 0.064 | . | . | . | 0.064 | 8 | . | . | . | 8 | . | . | . | . | 0 | . | . | . | . | 0 | . | . | . | . | 0 | . | . | . | . | 0 | 0.011 | . | 0.05 | . | 0.061 | 4 | . | 1 | . | 5 | 0.001 | . | 0 | . | 0.001 | . | . | . | . | 0 | . | . | . | . | 0 | . | . | . | . | 0 | 28.975 | 20.843 | 1.577 | 0 | 51.395 | 3682 | 830 | 54 | 0 | 4566 | 459.682 | 135.464 | 11.85 | 0 | 606.996
2024 | 1 | MO | 12698 | Evergy Missouri West | Preliminary | AC | 48.644 | 24.094 | 0.891 | . | 73.629 | 4432 | 859 | 21 | . | 5312 | 0.844 | 0.046 | . | . | 0.89 | 255 | 5 | . | . | 260 | 913.184 | 200.532 | 7.154 | . | 1120.87 | 0.044 | . | . | . | 0.044 | 5 | . | . | . | 5 | . | . | . | . | 0 | . | . | . | . | 0 | . | . | . | . | 0 | . | . | . | . | 0 | 0.026 | 0.006 | . | . | 0.032 | 11 | 2 | . | . | 13 | 0.629 | 0 | . | . | 0.629 | . | . | . | . | 0 | . | . | . | . | 0 | . | . | . | . | 0 | 49.514 | 24.146 | 0.891 | 0 | 74.551 | 4698 | 866 | 21 | 0 | 5585 | 913.813 | 200.532 | 7.154 | 0 | 1121.499
2024 | 1 | MO | 17833 | City Utilities of Springfield - (MO) | Preliminary | AC | 4.912 | 2.74 | 0 | 0 | 7.652 | 630 | 61 | 0 | 0 | 691 | . | . | . | . | . | . | . | . | . | . | 1.409 | 24.531 | . | . | 25.94 | . | . | . | . | . | . | . | . | . | . | . | . | . | . | . | . | . | . | . | . | . | . | . | . | . | . | . | . | . | . | . | . | . | . | . | . | . | . | . | . | . | . | . | . | . | . | . | . | . | . | . | . | . | . | . | . | . | . | . | . | 4.912 | 2.74 | NM | 0 | 7.652 | 630 | 61 | 0 | 0 | 691 | 1.409 | 24.531 | 0 | 0 | 25.94
2024 | 1 | MO | 19436 | Union Electric Co - (MO) | Preliminary | AC | 68.182 | 50.469 | 3.266 | . | 121.917 | 7254 | 1831 | 109 | . | 9194 | . | . | . | . | . | . | . | . | . | . | . | . | . | . | . | . | . | . | . | . | . | . | . | . | . | . | . | . | . | . | . | . | . | . | . | . | . | . | . | . | . | . | . | . | . | 0.048 | 0.018 | . | . | 0.066 | 18 | 7 | . | . | 25 | . | . | . | . | . | . | . | . | . | . | . | . | . | . | . | . | . | . | . | . | 68.23 | 50.487 | 3.266 | 0 | 121.983 | 7272 | 1838 | 109 | 0 | 9219 | 0 | 0 | 0 | 0 | 0
2024 | 1 | MO | 99999 | Adjustment 2024 | Preliminary |  | 79.182 | 7.02 | 1.314 | . | 87.516 | . | . | . | . | . | . | . | . | . | . | . | . | . | . | . | . | . | . | . | . | . | . | . | . | . | . | . | . | . | . | . | . | . | . | . | . | . | . | . | . | . | . | . | . | . | . | . | . | . | . | . | . | . | . | . | . | . | . | . | . | . | . | . | . | . | . | . | . | . | . | . | . | . | . | . | . | . | . | . | . | 79.182 | 7.02 | 1.314 | . | 87.516 | . | . | . | . | . | . | . | . | . | .
2024 | 1 | MS | 3841 | Coast Electric Power Assn - (MS) | Preliminary | AC | 2.598 | 0.092 | . | . | 2.69 | 371 | 1 | . | . | 372 | . | . | . | . | 0 | . | . | . | . | 0 | 184.74 | 0 | . | . | 184.74 | . | . | . | . | 0 | . | . | . | . | 0 | . | . | . | . | 0 | . | . | . | . | 0 | . | . | . | . | 0 | . | . | . | . | 0 | . | . | . | . | 0 | . | . | . | . | 0 | . | . | . | . | 0 | . | . | . | . | 0 | . | . | . | . | 0 | . | . | . | . | 0 | 2.598 | 0.092 | NM | 0 | 2.69 | 371 | 1 | 0 | 0 | 372 | 184.74 | 0 | 0 | 0 | 184.74
2024 | 1 | MS | 12685 | Entergy Mississippi LLC | Preliminary | AC | 1.146 | 0.421 | 0.02 | . | 1.587 | 135 | 18 | 1 | . | 154 | . | . | . | . | . | . | . | . | . | . | . | . | . | . | . | . | . | . | . | . | . | . | . | . | . | . | . | . | . | . | . | . | . | . | . | . | . | . | . | . | . | . | . | . | . | 0.011 | . | . | . | 0.011 | 1 | . | . | . | 1 | . | . | . | . | . | . | . | . | . | . | . | . | . | . | . | . | . | . | . | . | 1.157 | 0.421 | 0.02 | 0 | 1.598 | 136 | 18 | 1 | 0 | 155 | 0 | 0 | 0 | 0 | 0
2024 | 1 | MS | 12686 | Mississippi Power Co | Preliminary | DC | 4.298 | 1.954 | . | . | 6.252 | 434 | 33 | . | . | 467 | . | . | . | . | . | . | . | . | . | . | . | . | . | . | . | . | . | . | . | . | . | . | . | . | . | . | . | . | . | . | . | . | . | . | . | . | . | . | . | . | . | . | . | . | . | . | . | . | . | . | . | . | . | . | . | . | . | . | . | . | . | . | . | . | . | . | . | . | . | . | . | . | . | . | . | 4.298 | 1.954 | NM | 0 | 6.252 | 434 | 33 | 0 | 0 | 467 | 0 | 0 | 0 | 0 | 0
2024 | 1 | MS | 17647 | Southern Pine Electric Cooperative | Preliminary | AC | 0.46 | 0.775 | . | . | 1.235 | 49 | 11 | . | . | 60 | . | . | . | . | 0 | . | . | . | . | 0 | 11.578 | 42.856 | . | . | 54.434 | 0.096 | . | . | . | 0.096 | 10 | . | . | . | 10 | . | . | . | . | 0 | . | . | . | . | 0 | . | . | . | . | 0 | . | . | . | . | 0 | . | . | . | . | 0 | . | . | . | . | 0 | . | . | . | . | 0 | . | 0.065 | . | . | 0.065 | . | 1 | . | . | 1 | . | . | . | . | 0 | 0.46 | 0.84 | NM | 0 | 1.3 | 49 | 12 | 0 | 0 | 61 | 11.578 | 42.856 | 0 | 0 | 54.434
2024 | 1 | MS | 99999 | Adjustment 2024 | Preliminary |  | 1.235 | 0.857 | NM | . | 2.277 | . | . | . | . | . | . | . | . | . | . | . | . | . | . | . | . | . | . | . | . | . | . | . | . | . | . | . | . | . | . | . | . | . | . | . | . | . | . | . | . | . | . | . | . | . | . | . | . | . | . | . | . | . | . | . | . | . | . | . | . | . | . | . | . | . | . | . | . | . | . | . | . | . | . | . | . | . | . | . | . | 1.235 | 0.857 | NM | . | 2.277 | . | . | . | . | . | . | . | . | . | .
2024 | 1 | MT | 6395 | Flathead Electric Coop Inc | Preliminary | DC | 2.014 | 0.474 | . | . | 2.488 | 172 | 28 | . | . | 200 | 0.143 | . | . | . | 0.143 | 350 | . | . | . | 350 | . | . | . | . | 0 | 0.449 | 0.027 | . | . | 0.476 | 7 | 2 | . | . | 9 | 0.468 | 0.027 | . | . | 0.495 | . | . | . | . | 0 | . | . | . | . | 0 | . | . | . | . | 0 | 0.005 | . | . | . | 0.005 | 4 | . | . | . | 4 | . | . | . | . | 0 | . | . | . | . | 0 | . | . | . | . | 0 | . | . | . | . | 0 | 2.162 | 0.474 | NM | 0 | 2.636 | 526 | 28 | 0 | 0 | 554 | 0 | 0 | 0 | 0 | 0
2024 | 1 | MT | 12199 | Montana-Dakota Utilities Co | Preliminary | AC | 0.122 | 0.074 | . | . | 0.196 | 15 | 4 | . | . | 19 | . | . | . | . | 0 | . | . | . | . | 0 | . | . | . | . | 0 | . | . | . | . | 0 | . | . | . | . | 0 | . | . | . | . | 0 | . | . | . | . | 0 | . | . | . | . | 0 | . | . | . | . | 0 | 0.002 | 0.005 | . | . | 0.007 | 3 | 2 | . | . | 5 | . | . | . | . | 0 | . | . | . | . | 0 | . | . | . | . | 0 | . | . | . | . | 0 | 0.124 | 0.079 | NM | 0 | 0.203 | 18 | 6 | 0 | 0 | 24 | 0 | 0 | 0 | 0 | 0
2024 | 1 | MT | 12692 | Missoula Electric Coop, Inc | Preliminary | AC | 0.872 | 0.083 | . | . | 0.955 | 114 | 6 | . | . | 120 | 0.109 | 0.046 | . | . | 0.155 | 142 | 10 | . | . | 152 | . | . | . | . | . | . | . | . | . | . | . | . | . | . | . | . | . | . | . | . | . | . | . | . | . | . | . | . | . | . | . | . | . | . | . | 0.002 | . | . | . | 0.002 | 1 | . | . | . | 1 | . | . | . | . | . | . | . | . | . | . | . | . | . | . | . | . | . | . | . | . | 0.983 | 0.129 | NM | 0 | 1.112 | 257 | 16 | 0 | 0 | 273 | 0 | 0 | 0 | 0 | 0
2024 | 1 | MT | 12825 | NorthWestern Energy LLC - (MT) | Preliminary | AC | 40.568 | 10.41 | 0 | 0 | 50.978 | 5733 | 664 | 0 | 0 | 6397 | 0 | 0 | 0 | 0 | . | 0 | 0 | 0 | 0 | . | . | 0 | 0 | 0 | . | 0 | 0 | 0 | 0 | . | 0 | 0 | 0 | 0 | . | 0 | 0 | 0 | 0 | . | 0 | 0 | 0 | 0 | . | 0 | 0 | 0 | 0 | . | 0 | 0 | 0 | 0 | . | 0.411 | 0.513 | 0 | 0 | 0.924 | 76 | 35 | . | 0 | 111 | 0 | 0 | 0 | 0 | . | 0.018 | 0.07 | 0 | 0 | . | 3 | 2 | 0 | 0 | . | 0 | 0 | 0 | 0 | . | 40.997 | 10.993 | NM | 0 | 51.99 | 5812 | 701 | 0 | 0 | 6513 | 0 | 0 | 0 | 0 | 0
2024 | 1 | MT | 19603 | USBIA-Mission Valley Power | Preliminary | AC | 0.468 | . | . | . | 0.468 | 70 | . | . | . | 70 | . | . | . | . | . | . | . | . | . | . | . | . | . | . | . | . | . | . | . | . | . | . | . | . | . | . | . | . | . | . | . | . | . | . | . | . | . | . | . | . | . | . | . | . | . | . | . | . | . | . | . | . | . | . | . | . | . | . | . | . | . | . | . | . | . | . | . | . | . | . | . | . | . | . | . | 0.468 | NM | NM | 0 | 0.468 | 70 | 0 | 0 | 0 | 70 | 0 | 0 | 0 | 0 | 0
2024 | 1 | MT | 20997 | Yellowstone Valley Elec Co-op | Preliminary | AC | 1.94 | . | . | . | 1.94 | 224 | . | . | . | 224 | . | . | . | . | 0 | . | . | . | . | 0 | . | . | . | . | 0 | . | . | . | . | 0 | . | . | . | . | 0 | . | . | . | . | 0 | . | . | . | . | 0 | . | . | . | . | 0 | . | . | . | . | 0 | 0.025 | . | . | . | 0.025 | 4 | . | . | . | 4 | . | . | . | . | 0 | . | . | . | . | 0 | . | . | . | . | 0 | . | . | . | . | 0 | 1.965 | NM | NM | 0 | 1.965 | 228 | 0 | 0 | 0 | 228 | 0 | 0 | 0 | 0 | 0
2024 | 1 | MT | 99999 | Adjustment 2024 | Preliminary |  | 1.819 | 0.048 | . | . | 1.867 | . | . | . | . | . | -0.025 | . | . | . | -0.025 | . | . | . | . | . | . | . | . | . | . | -0.078 | -0.005 | . | . | -0.083 | . | . | . | . | . | . | . | . | . | . | . | . | . | . | 0 | . | . | . | . | . | . | . | . | . | . | . | . | . | . | . | . | . | . | . | . | . | . | . | . | . | . | . | . | . | . | . | . | . | . | . | . | . | . | . | . | 1.794 | 0.048 | . | . | 1.842 | . | . | . | . | . | . | . | . | . | .
2024 | 1 | NC | 3046 | Duke Energy Progress - (NC) | Preliminary | AC | 158.693 | 25.789 | 5.118 | . | 189.6 | 21764 | 638 | 19 | . | 22421 | . | . | . | . | 0 | . | . | . | . | 0 | . | . | . | . | 0 | . | . | . | . | 0 | . | . | . | . | 0 | . | . | . | . | 0 | . | . | . | . | 0 | . | . | . | . | 0 | . | . | . | . | 0 | 0.002 | 0.01 | . | . | 0.012 | 1 | 1 | . | . | 2 | . | . | . | . | 0 | . | . | . | . | 0 | . | . | . | . | 0 | . | . | . | . | 0 | 158.695 | 25.799 | 5.118 | 0 | 189.612 | 21765 | 639 | 19 | 0 | 22423 | 0 | 0 | 0 | 0 | 0
2024 | 1 | NC | 5416 | Duke Energy Carolinas, LLC | Preliminary | AC | 151.427 | 39.748 | 5.837 | . | 197.012 | 22476 | 860 | 33 | . | 23369 | . | . | . | . | 0 | . | . | . | . | 0 | . | . | . | . | 0 | . | . | . | . | 0 | . | . | . | . | 0 | . | . | . | . | 0 | . | . | . | . | 0 | . | . | . | . | 0 | . | . | . | . | 0 | 0.007 | 0.002 | 0 | . | 0.009 | 5 | 1 | 0 | . | 6 | . | . | . | . | 0 | 0.006 | 0.4 | . | . | 0.406 | 1 | 1 | . | . | 2 | . | . | . | . | 0 | 151.44 | 40.15 | 5.837 | 0 | 197.427 | 22482 | 862 | 33 | 0 | 23377 | 0 | 0 | 0 | 0 | 0
2024 | 1 | NC | 9837 | Jones-Onslow Elec Member Corp | Preliminary | AC | 3.506 | . | . | . | 3.506 | 449 | . | . | . | 449 | . | . | . | . | 0 | . | . | . | . | 0 | 99.363 | . | . | . | 99.363 | . | . | . | . | 0 | . | . | . | . | 0 | . | . | . | . | 0 | . | . | . | . | 0 | . | . | . | . | 0 | . | . | . | . | 0 | . | . | . | . | 0 | . | . | . | . | 0 | . | . | . | . | 0 | . | . | . | . | 0 | . | . | . | . | 0 | . | . | . | . | 0 | 3.506 | NM | NM | 0 | 3.506 | 449 | 0 | 0 | 0 | 449 | 99.363 | 0 | 0 | 0 | 99.363
2024 | 1 | NC | 16496 | Rutherford Elec Member Corp | Preliminary | AC | 2.538 | 0.055 | 0.2 | 0 | 2.793 | 352 | 2 | 1 | 0 | 355 | . | . | . | . | 0 | . | . | . | . | 0 | 72.391 | 0.802 | 0 | 0 | 73.193 | . | . | . | . | 0 | . | . | . | . | 0 | . | . | . | . | 0 | . | . | . | . | 0 | . | . | . | . | 0 | . | . | . | . | 0 | . | . | . | . | 0 | . | . | . | . | 0 | . | . | . | . | 0 | . | . | . | . | 0 | . | . | . | . | 0 | . | . | . | . | 0 | 2.538 | 0.055 | 0.2 | 0 | 2.793 | 352 | 2 | 1 | 0 | 355 | 72.391 | 0.802 | 0 | 0 | 73.193
2024 | 1 | NC | 19876 | Virginia Electric & Power Co | Preliminary | AC | 4.725 | 0.981 | . | . | 5.706 | 643 | 27 | . | . | 670 | . | . | . | . | 0 | . | . | . | . | 0 | . | . | . | . | 0 | . | . | . | . | 0 | . | . | . | . | 0 | . | . | . | . | 0 | . | . | . | . | 0 | . | . | . | . | 0 | . | . | . | . | 0 | 0.046 | 0.046 | . | . | 0.092 | 112 | 15 | . | . | 127 | . | . | . | . | 0 | . | . | . | . | 0 | . | . | . | . | 0 | . | . | . | . | 0 | 4.771 | 1.027 | NM | 0 | 5.798 | 755 | 42 | 0 | 0 | 797 | 0 | 0 | 0 | 0 | 0
2024 | 1 | NC | 24889 | Brunswick Electric Member Corp | Preliminary | AC | 6.096 | . | . | . | 6.096 | 762 | . | . | . | 762 | 0.23 | . | . | . | 0.23 | 146 | . | . | . | 146 | . | . | . | . | . | . | . | . | . | . | . | . | . | . | . | . | . | . | . | . | . | . | . | . | . | . | . | . | . | . | . | . | . | . | . | . | . | . | . | . | . | . | . | . | . | . | . | . | . | . | . | . | . | . | . | . | . | . | . | . | . | . | . | . | . | 6.326 | NM | NM | 0 | 6.326 | 908 | 0 | 0 | 0 | 908 | 0 | 0 | 0 | 0 | 0
2024 | 1 | NC | 99999 | Adjustment 2024 | Preliminary |  | 34.64 | 4.314 | . | . | 38.954 | . | . | . | . | . | . | . | . | . | . | . | . | . | . | . | . | . | . | . | . | . | . | . | . | . | . | . | . | . | . | . | . | . | . | . | . | . | . | . | . | . | . | . | . | . | . | . | . | . | . | . | . | . | . | . | . | . | . | . | . | . | . | . | . | . | . | . | . | . | . | . | . | . | . | . | . | . | . | . | . | 34.64 | 4.314 | . | . | 38.954 | . | . | . | . | . | . | . | . | . | .
2024 | 1 | ND | 12090 | McLean Electric Coop, Inc | Preliminary | AC | 0.08 | . | . | . | 0.08 | 7 | . | . | . | 7 | . | . | . | . | 0 | . | . | . | . | 0 | 1.35 | . | . | . | 1.35 | . | . | . | . | 0 | . | . | . | . | 0 | . | . | . | . | 0 | . | . | . | . | 0 | . | . | . | . | 0 | . | . | . | . | 0 | . | . | . | . | 0 | . | . | . | . | 0 | . | . | . | . | 0 | . | . | . | . | 0 | . | . | . | . | 0 | . | . | . | . | 0 | 0.08 | NM | NM | 0 | 0.08 | 7 | 0 | 0 | 0 | 7 | 1.35 | 0 | 0 | 0 | 1.35
2024 | 1 | ND | 12301 | Nodak Electric Coop Inc | Preliminary | AC | 0.092 | . | . | . | 0.092 | 12 | . | . | . | 12 | . | . | . | . | 0 | . | . | . | . | 0 | 0.157 | . | . | . | 0.157 | . | . | . | . | 0 | . | . | . | . | 0 | . | . | . | . | 0 | . | . | . | . | 0 | . | . | . | . | 0 | . | . | . | . | 0 | 0.086 | . | 0.06 | . | 0.146 | 5 | . | 2 | . | 7 | 0 | . | 0 | . | 0 | . | . | . | . | 0 | . | . | . | . | 0 | . | . | . | . | 0 | 0.178 | NM | 0.06 | 0 | 0.238 | 17 | 0 | 2 | 0 | 19 | 0.157 | 0 | 0 | 0 | 0.157
2024 | 1 | ND | 14232 | Otter Tail Power Co | Preliminary | AC | 0.009 | 0.164 | 0 | 0 | 0.173 | 1 | 6 | 0 | 0 | 7 | 0 | 0 | 0 | 0 | 0 | 0 | 0 | 0 | 0 | 0 | 0.227 | 2.408 | 0 | 0 | 2.635 | 0 | 0 | 0 | 0 | 0 | 0 | 0 | 0 | 0 | 0 | 0 | 0 | 0 | 0 | 0 | 0 | 0 | 0 | 0 | 0 | 0 | 0 | 0 | 0 | 0 | 0 | 0 | 0 | 0 | 0 | 0.012 | 0.03 | 0 | 0 | 0.042 | 1 | 1 | 0 | 0 | 2 | 0.02 | 0 | 0 | 0 | 0.02 | 0 | 0 | 0 | 0 | 0 | 0 | 0 | 0 | 0 | 0 | 0 | 0 | 0 | 0 | 0 | 0.021 | 0.194 | NM | 0 | 0.215 | 2 | 7 | 0 | 0 | 9 | 0.247 | 2.408 | 0 | 0 | 2.655
2024 | 1 | ND | 19790 | Verendrye Electric Coop Inc | Preliminary | AC | 0.064 | . | . | . | 0.064 | 7 | . | . | . | 7 | . | . | . | . | 0 | . | . | . | . | 0 | 1.84 | . | . | . | 1.84 | . | . | . | . | 0 | . | . | . | . | 0 | . | . | . | . | 0 | . | . | . | . | 0 | . | . | . | . | 0 | . | . | . | . | 0 | 0.004 | . | . | . | 0.004 | 1 | . | . | . | 1 | 0.028 | . | . | . | 0.028 | . | . | . | . | 0 | . | . | . | . | 0 | . | . | . | . | 0 | 0.068 | NM | NM | 0 | 0.068 | 8 | 0 | 0 | 0 | 8 | 1.868 | 0 | 0 | 0 | 1.868
2024 | 1 | ND | 20413 | Mountrail-Williams Elec Coop | Preliminary | AC | 0.152 | 0.083 | . | . | 0.235 | 6 | 2 | . | . | 8 | . | . | . | . | 0 | . | . | . | . | 0 | 2.717 | 3.335 | . | . | 6.052 | . | . | . | . | 0 | . | . | . | . | 0 | . | . | . | . | 0 | . | . | . | . | 0 | . | . | . | . | 0 | . | . | . | . | 0 | . | 0.002 | . | . | 0.002 | . | 1 | . | . | 1 | . | 0.002 | . | . | 0.002 | . | . | . | . | 0 | . | . | . | . | 0 | . | . | . | . | 0 | 0.152 | 0.085 | NM | 0 | 0.237 | 6 | 3 | 0 | 0 | 9 | 2.717 | 3.337 | 0 | 0 | 6.054
2024 | 1 | ND | 24949 | Cass County Elec Coop Inc | Preliminary | DC | 0.396 | . | . | . | 0.396 | 33 | . | . | . | 33 | 0.101 | . | . | . | 0.101 | 151 | . | . | . | 151 | 1.858 | . | . | . | 1.858 | . | . | . | . | 0 | . | . | . | . | 0 | . | . | . | . | 0 | . | . | . | . | 0 | . | . | . | . | 0 | . | . | . | . | 0 | 0.157 | . | . | . | 0.157 | 14 | . | . | . | 14 | 2.044 | . | . | . | 2.044 | . | . | . | . | 0 | . | . | . | . | 0 | . | . | . | . | 0 | 0.654 | NM | NM | 0 | 0.654 | 198 | 0 | 0 | 0 | 198 | 3.902 | 0 | 0 | 0 | 3.902
2024 | 1 | ND | 99999 | Adjustment 2024 | Preliminary |  | -0.069 | NM | . | . | NM | . | . | . | . | . | -0.018 | . | . | . | -0.018 | . | . | . | . | . | . | . | . | . | . | . | . | . | . | 0 | . | . | . | . | . | . | . | . | . | . | . | . | . | . | 0 | . | . | . | . | . | . | . | . | . | . | . | . | . | . | . | . | . | . | . | . | . | . | . | . | . | . | . | . | . | . | . | . | . | . | . | . | . | . | . | . | -0.087 | NM | . | . | NM | . | . | . | . | . | . | . | . | . | .
2024 | 1 | NE | 4373 | Cornhusker Public Power Dist | Preliminary | AC | 0.799 | . | . | . | 0.799 | 36 | . | . | . | 36 | . | . | . | . | 0 | . | . | . | . | 0 | . | . | . | . | 0 | . | . | . | . | 0 | . | . | . | . | 0 | . | . | . | . | 0 | . | . | . | . | 0 | . | . | . | . | 0 | . | . | . | . | 0 | . | . | . | . | 0 | . | . | . | . | 0 | . | . | . | . | 0 | . | . | . | . | 0 | . | . | . | . | 0 | . | . | . | . | 0 | 0.799 | NM | NM | 0 | 0.799 | 36 | 0 | 0 | 0 | 36 | 0 | 0 | 0 | 0 | 0
2024 | 1 | NE | 4911 | Dawson Power District | Preliminary | AC | 0.597 | 0.263 | . | . | 0.86 | 51 | 6 | . | . | 57 | . | . | . | . | 0 | . | . | . | . | 0 | . | . | . | . | 0 | 0.109 | . | . | . | 0.109 | 6 | . | . | . | 6 | 0.198 | . | . | . | 0.198 | . | . | . | . | 0 | . | . | . | . | 0 | . | . | . | . | 0 | . | 0.002 | . | . | 0.002 | . | 1 | . | . | 1 | . | . | . | . | 0 | . | . | . | . | 0 | . | . | . | . | 0 | . | . | . | . | 0 | 0.597 | 0.265 | NM | 0 | 0.862 | 51 | 7 | 0 | 0 | 58 | 0 | 0 | 0 | 0 | 0
2024 | 1 | NE | 6779 | City of Fremont - (NE) | Preliminary | AC | 0.039 | . | . | . | 0.039 | 7 | . | . | . | 7 | 1.168 | 0.288 | . | . | 1.456 | 269 | 13 | . | . | 282 | . | . | . | . | 0 | . | . | . | . | 0 | . | . | . | . | 0 | . | . | . | . | 0 | . | . | . | . | 0 | . | . | . | . | 0 | . | . | . | . | 0 | . | . | . | . | 0 | . | . | . | . | 0 | . | . | . | . | 0 | . | . | . | . | 0 | . | . | . | . | 0 | . | . | . | . | 0 | 1.207 | 0.288 | NM | 0 | 1.495 | 276 | 13 | 0 | 0 | 289 | 0 | 0 | 0 | 0 | 0
2024 | 1 | NE | 11018 | Lincoln Electric System | Preliminary | AC | 2.855 | 0.663 | 0.005 | 0 | 3.523 | 395 | 37 | 1 | 0 | 433 | 3.355 | 0.245 | 0 | 0 | 3.6 | 576 | 42 | 0 | 0 | 618 | . | . | . | . | 0 | . | . | . | . | 0 | . | . | . | . | 0 | . | . | . | . | 0 | . | . | . | . | 0 | . | . | . | . | 0 | . | . | . | . | 0 | . | 0.002 | . | . | 0.002 | . | 1 | . | . | 1 | . | . | . | . | 0 | . | . | . | . | 0 | . | . | . | . | 0 | . | . | . | . | 0 | 6.21 | 0.91 | 0.005 | 0 | 7.125 | 971 | 80 | 1 | 0 | 1052 | 0 | 0 | 0 | 0 | 0
2024 | 1 | NE | 11251 | Loup River Public Power Dist | Preliminary | AC | . | . | 0.722 | . | 0.722 | . | . | 44 | . | 44 | . | . | . | . | 0 | . | . | . | . | 0 | . | . | 21.171 | . | 21.171 | . | . | . | . | 0 | . | . | . | . | 0 | . | . | . | . | 0 | . | . | . | . | 0 | . | . | . | . | 0 | . | . | . | . | 0 | . | . | . | . | 0 | . | . | . | . | 0 | . | . | . | . | 0 | . | . | . | . | 0 | . | . | . | . | 0 | . | . | . | . | 0 | NM | NM | 0.722 | 0 | 0.722 | 0 | 0 | 44 | 0 | 44 | 0 | 0 | 21.171 | 0 | 21.171
2024 | 1 | NE | 12539 | Midwest Electric Member Corp - (NE) | Preliminary | AC | 0.316 | 0.033 | 0 | 0 | 0.349 | 27 | 3 | 0 | 0 | 30 | 0 | 0 | 0 | 0 | 0 | 0 | 0 | 0 | 0 | 0 | 13.954 | 2.073 | 0 | 0 | 16.027 | 0 | 0 | 0 | 0 | 0 | 0 | 0 | 0 | 0 | 0 | 0 | 0 | 0 | 0 | 0 | 0 | 0 | 0 | 0 | 0 | 0 | 0 | 0 | 0 | 0 | 0 | 0 | 0 | 0 | 0 | 0.036 | 0 | 0 | 0 | 0.036 | 2 | 0 | 0 | 0 | 2 | 0.3 | 0 | 0 | 0 | 0.3 | 0 | 0 | 0 | 0 | 0 | 0 | 0 | 0 | 0 | 0 | 0 | 0 | 0 | 0 | 0 | 0.352 | 0.033 | NM | 0 | 0.385 | 29 | 3 | 0 | 0 | 32 | 14.254 | 2.073 | 0 | 0 | 16.327
2024 | 1 | NE | 13337 | Nebraska Public Power District | Preliminary | AC | 1.46 | 0.872 | . | . | 2.332 | 189 | 55 | . | . | 244 | . | . | . | . | 0 | . | . | . | . | 0 | 0.963 | 1.012 | . | . | 1.975 | . | . | . | . | 0 | . | . | . | . | 0 | . | . | . | . | 0 | . | . | . | . | 0 | . | . | . | . | 0 | . | . | . | . | 0 | 0.025 | 0.046 | . | . | 0.071 | 4 | 14 | . | . | 18 | . | . | . | . | 0 | . | . | . | . | 0 | . | . | . | . | 0 | . | . | . | . | 0 | 1.485 | 0.918 | NM | 0 | 2.403 | 193 | 69 | 0 | 0 | 262 | 0.963 | 1.012 | 0 | 0 | 1.975
2024 | 1 | NE | 13664 | Norris Public Power District | Preliminary | DC | 1.815 | 0.317 | . | . | 2.132 | 156 | 8 | . | . | 164 | . | . | . | . | 0 | . | . | . | . | 0 | 44.43 | 5.735 | . | . | 50.165 | . | . | . | . | 0 | . | . | . | . | 0 | . | . | . | . | 0 | . | . | . | . | 0 | . | . | . | . | 0 | . | . | . | . | 0 | 0.136 | 0.058 | . | . | 0.194 | 17 | 6 | . | . | 23 | 2.526 | 0 | . | . | 2.526 | . | . | . | . | 0 | . | . | . | . | 0 | . | . | . | . | 0 | 1.951 | 0.375 | NM | 0 | 2.326 | 173 | 14 | 0 | 0 | 187 | 46.956 | 5.735 | 0 | 0 | 52.691
2024 | 1 | NE | 14127 | Omaha Public Power District | Preliminary | AC | 10.877 | 0.673 | . | . | 11.55 | 1505 | 41 | . | . | 1546 | . | . | . | . | 0 | . | . | . | . | 0 | 1.558 | 1.831 | . | . | 3.389 | . | . | . | . | 0 | . | . | . | . | 0 | . | . | . | . | 0 | . | . | . | . | 0 | . | . | . | . | 0 | . | . | . | . | 0 | 0.032 | 0.002 | . | . | 0.034 | 7 | 1 | . | . | 8 | 0.156 | 0 | . | . | 0.156 | . | . | . | . | 0 | . | . | . | . | 0 | . | . | . | . | 0 | 10.909 | 0.675 | NM | 0 | 11.584 | 1512 | 42 | 0 | 0 | 1554 | 1.714 | 1.831 | 0 | 0 | 3.545
2024 | 1 | NE | 17642 | Southern Public Power District | Preliminary | AC | 0.551 | 0.025 | 0 | 0 | 0.576 | 37 | 1 | 0 | 0 | 38 | 0 | 0 | 0 | 0 | . | 0 | 0 | 0 | 0 | . | 0 | 0 | 0 | 0 | . | 0 | 0 | 0 | 0 | . | 0 | 0 | 0 | 0 | . | 0 | 0 | 0 | 0 | . | 0 | 0 | 0 | 0 | . | 0 | 0 | 0 | 0 | . | 0 | 0 | 0 | 0 | . | 0.027 | 0 | 0 | 0 | 0.027 | 5 | 0 | 0 | 0 | 5 | 0 | 0 | 0 | 0 | . | 0 | 0 | 0 | 0 | . | 0 | 0 | 0 | 0 | . | 0 | 0 | 0 | 0 | . | 0.578 | 0.025 | NM | 0 | 0.603 | 42 | 1 | 0 | 0 | 43 | 0 | 0 | 0 | 0 | 0
2024 | 1 | NE | 27058 | High West Energy, Inc | Preliminary | AC | 0.012 | . | . | . | 0.012 | 6 | . | . | . | 6 | . | . | . | . | . | . | . | . | . | . | . | . | . | . | . | . | . | . | . | . | . | . | . | . | . | . | . | . | . | . | . | . | . | . | . | . | . | . | . | . | . | . | . | . | . | . | . | . | . | . | . | . | . | . | . | . | . | . | . | . | . | . | . | . | . | . | . | . | . | . | . | . | . | . | . | 0.012 | NM | NM | 0 | 0.012 | 6 | 0 | 0 | 0 | 6 | 0 | 0 | 0 | 0 | 0
2024 | 1 | NE | 40606 | City of Grand Island - (NE) | Preliminary | AC | 0.098 | 0 | 0.012 | 0 | 0.11 | 9 | 0 | 1 | 0 | 10 | . | . | . | . | . | . | . | . | . | . | . | . | . | . | . | . | . | . | . | . | . | . | . | . | . | . | . | . | . | . | . | . | . | . | . | . | . | . | . | . | . | . | . | . | . | . | . | . | . | . | . | . | . | . | . | . | . | . | . | . | . | . | . | . | . | . | . | . | . | . | . | . | . | . | . | 0.098 | NM | 0.012 | 0 | 0.11 | 9 | 0 | 1 | 0 | 10 | 0 | 0 | 0 | 0 | 0
2024 | 1 | NE | 99999 | Adjustment 2024 | Preliminary |  | 2.993 | 0.602 | 0.05 | . | 3.645 | . | . | . | . | . | . | . | . | . | 0 | . | . | . | . | . | . | . | . | . | . | . | . | . | . | 0 | . | . | . | . | . | . | . | . | . | . | . | . | . | . | 0 | . | . | . | . | . | . | . | . | . | . | . | . | . | . | . | . | . | . | . | . | . | . | . | . | . | . | . | . | . | . | . | . | . | . | . | . | . | . | . | . | 2.993 | 0.602 | 0.05 | . | 3.645 | . | . | . | . | . | . | . | . | . | .
2024 | 1 | NH | 13441 | New Hampshire Elec Coop Inc | Preliminary | AC | 13.581 | 3.537 | 1.961 | 0 | 19.079 | 1709 | 113 | 7 | 0 | 1829 | . | 0.985 | . | . | 0.985 | . | 26 | . | . | 26 | . | . | . | . | 0 | . | . | . | . | 0 | . | . | . | . | 0 | . | . | . | . | 0 | . | . | . | . | 0 | . | . | . | . | 0 | . | . | . | . | 0 | 0.086 | 0.005 | 0 | . | 0.091 | 28 | 2 | 0 | . | 30 | . | . | . | . | 0 | 0.012 | 0.004 | 0 | . | 0.016 | 1 | 1 | 0 | . | 2 | . | . | . | . | 0 | 13.679 | 4.531 | 1.961 | 0 | 20.171 | 1738 | 142 | 7 | 0 | 1887 | 0 | 0 | 0 | 0 | 0
2024 | 1 | NH | 15472 | Public Service Co of NH | Preliminary | AC | 113.451 | 55.458 | 5.212 | 0 | 174.121 | 14390 | 815 | 38 | 0 | 15243 | 0 | 0 | 0 | 0 | . | 0 | 0 | 0 | 0 | . | 0 | 0 | 0 | 0 | . | 0 | 0 | 0 | 0 | . | 0 | 0 | 0 | 0 | . | 0 | 0 | 0 | 0 | . | 0 | 0 | 0 | 0 | . | 0 | 0 | 0 | 0 | . | 0 | 0 | 0 | 0 | . | 0.121 | 0.13 | 0 | 0 | 0.251 | 29 | 7 | 0 | 0 | 36 | 0 | 0 | 0 | 0 | . | 0.093 | 20.929 | 0.215 | 0 | . | 3 | 50 | 3 | 0 | . | 0 | 0 | 0 | 0 | . | 113.665 | 76.517 | 5.427 | 0 | 195.609 | 14422 | 872 | 41 | 0 | 15335 | 0 | 0 | 0 | 0 | 0
2024 | 1 | NH | 24590 | Unitil Energy Systems | Preliminary | AC | 16.596 | 3.926 | 0.812 | . | 21.334 | 2086 | 90 | 7 | . | 2183 | 0.191 | 0.628 | . | . | 0.819 | 13 | 14 | . | . | 27 | 2.426 | 19.218 | . | . | 21.644 | 0.715 | . | . | . | 0.715 | 70 | . | . | . | 70 | 0.886 | . | . | . | 0.886 | . | . | . | . | 0 | . | . | . | . | 0 | . | . | . | . | 0 | 0.015 | . | . | . | 0.015 | 3 | . | . | . | 3 | . | . | . | . | 0 | . | 9.005 | . | . | 9.005 | . | 3 | . | . | 3 | . | . | . | . | 0 | 16.802 | 13.559 | 0.812 | 0 | 31.173 | 2102 | 107 | 7 | 0 | 2216 | 2.426 | 19.218 | 0 | 0 | 21.644
2024 | 1 | NH | 26510 | Liberty Utilities (Granite State Electric) Corp | Preliminary | AC | 11.683 | 7.366 | 0 | 0 | 19.049 | 1421 | 107 | 0 | 0 | 1528 | 0.08 | 0.309 | 0 | 0 | 0.389 | 7 | 7 | 0 | 0 | 14 | . | . | . | . | 0 | . | . | . | . | 0 | . | . | . | . | 0 | . | . | . | . | 0 | . | . | . | . | 0 | . | . | . | . | 0 | . | . | . | . | 0 | 0 | 0.006 | 0 | 0 | 0.006 | 0 | 1 | 0 | 0 | 1 | . | . | . | . | 0 | 0 | 2 | 0 | 0 | 2 | 0 | 1 | 0 | 0 | 1 | . | . | . | . | 0 | 11.763 | 9.681 | NM | 0 | 21.444 | 1428 | 116 | 0 | 0 | 1544 | 0 | 0 | 0 | 0 | 0
2024 | 1 | NH | 99999 | Adjustment 2024 | Preliminary |  | 0.457 | 0.036 | . | . | 0.493 | . | . | . | . | . | . | . | . | . | . | . | . | . | . | . | . | . | . | . | . | . | . | . | . | . | . | . | . | . | . | . | . | . | . | . | . | . | . | . | . | . | . | . | . | . | . | . | . | . | . | . | . | . | . | . | . | . | . | . | . | . | . | . | . | . | . | . | . | . | . | . | . | . | . | . | . | . | . | . | . | 0.457 | 0.036 | . | . | 0.493 | . | . | . | . | . | . | . | . | . | .
2024 | 1 | NJ | 963 | Atlantic City Electric Co | Preliminary | AC | 403.848 | 161.774 | 22.349 | 0 | 587.971 | 49112 | 1666 | 46 | 0 | 50824 | . | . | . | . | 0 | . | . | . | . | 0 | . | . | . | . | 0 | . | . | . | . | 0 | . | . | . | . | 0 | . | . | . | . | 0 | . | . | . | . | 0 | . | . | . | . | 0 | . | . | . | . | 0 | 0.207 | 0.04 | 0 | 0 | 0.247 | 17 | 2 | 0 | 0 | 19 | . | . | . | . | 0 | 0.06 | 0 | 0 | 0 | 0.06 | 5 | 0 | 0 | 0 | 5 | . | . | . | . | 0 | 404.115 | 161.814 | 22.349 | 0 | 588.278 | 49134 | 1668 | 46 | 0 | 50848 | 0 | 0 | 0 | 0 | 0
2024 | 1 | NJ | 9726 | Jersey Central Power & Lt Co | Preliminary | AC | 422.895 | 426.203 | 23.634 | 0 | 872.732 | 50822 | 2477 | 58 | 0 | 53357 | 0 | 0 | 0 | 0 | 0 | 0 | 0 | 0 | 0 | 0 | 0 | 0 | 0 | 0 | 0 | 11.773 | 0.072 | 0 | 0 | 11.845 | 1245 | 6 | 0 | 0 | 1251 | 0 | 0 | 0 | 0 | 0 | 0.085 | 0 | 0 | 0 | 0.085 | 8 | 0 | 0 | 0 | 8 | 0 | 0 | 0 | 0 | 0 | 0.22 | 0.057 | 0 | 0 | 0.277 | 15 | 4 | 0 | 0 | 19 | 0 | 0 | 0 | 0 | 0 | 0 | 0.74 | 0 | 0 | 0.74 | 0 | 2 | 0 | 0 | 2 | 0 | 0 | 0 | 0 | 0 | 423.115 | 427 | 23.634 | 0 | 873.749 | 50837 | 2483 | 58 | 0 | 53378 | 0 | 0 | 0 | 0 | 0
2024 | 1 | NJ | 15477 | Public Service Elec & Gas Co | Preliminary | DC | 522.921 | 816.55 | 92.727 | . | 1432.198 | 81344 | 4168 | 169 | . | 85681 | . | . | . | . | 0 | . | . | . | . | 0 | . | . | . | . | 0 | . | . | . | . | 0 | . | . | . | . | 0 | . | . | . | . | 0 | . | . | . | . | 0 | . | . | . | . | 0 | . | . | . | . | 0 | . | 1.514 | . | . | 1.514 | . | 4 | . | . | 4 | . | . | . | . | 0 | . | . | . | . | 0 | . | . | . | . | 0 | . | . | . | . | 0 | 522.921 | 818.064 | 92.727 | 0 | 1433.712 | 81344 | 4172 | 169 | 0 | 85685 | 0 | 0 | 0 | 0 | 0
2024 | 1 | NJ | 16213 | Rockland Electric Co | Preliminary | AC | 11.185 | 26.023 | 0.072 | 0 | 37.28 | 1260 | 156 | 1 | 0 | 1417 | 0 | 0 | 0 | 0 | . | 0 | 0 | 0 | 0 | . | . | . | . | . | . | 0.145 | 0 | 0 | 0 | 0.145 | 14 | 0 | 0 | 0 | 14 | 0 | 0 | 0 | 0 | . | 0.795 | 0 | 0 | 0 | 0.795 | 70 | 0 | 0 | 0 | 70 | 0 | 0 | 0 | 0 | . | 0 | 0 | 0 | 0 | . | 0 | 0 | 0 | 0 | . | . | . | . | . | . | 0 | 0 | 0 | 0 | . | 0 | 0 | 0 | 0 | . | . | . | . | . | . | 11.185 | 26.023 | 0.072 | 0 | 37.28 | 1260 | 156 | 1 | 0 | 1417 | 0 | 0 | 0 | 0 | 0
2024 | 1 | NJ | 99999 | Adjustment 2024 | Preliminary |  | -82.392 | -133.609 | -7.867 | . | -223.868 | . | . | . | . | . | . | . | . | . | 0 | . | . | . | . | . | . | . | . | . | . | . | . | . | . | 0 | . | . | . | . | . | . | . | . | . | . | . | . | . | . | 0 | . | . | . | . | . | . | . | . | . | . | . | . | . | . | . | . | . | . | . | . | . | . | . | . | . | . | . | . | . | . | . | . | . | . | . | . | . | . | . | . | -82.392 | -133.609 | -7.867 | . | -223.868 | . | . | . | . | . | . | . | . | . | .
2024 | 1 | NM | 3287 | Central Valley Elec Coop, Inc | Preliminary | AC | 0.547 | . | . | . | 0.547 | 62 | . | . | . | 62 | . | . | . | . | 0 | . | . | . | . | 0 | 3.473 | . | . | . | 3.473 | . | . | . | . | 0 | . | . | . | . | 0 | . | . | . | . | 0 | . | . | . | . | 0 | . | . | . | . | 0 | . | . | . | . | 0 | 0.001 | . | . | . | 0.001 | 1 | . | . | . | 1 | . | . | . | . | 0 | . | . | . | . | 0 | . | . | . | . | 0 | . | . | . | . | 0 | 0.548 | NM | NM | 0 | 0.548 | 63 | 0 | 0 | 0 | 63 | 3.473 | 0 | 0 | 0 | 3.473
2024 | 1 | NM | 5701 | El Paso Electric Co | Preliminary | AC | 49.802 | 7.576 | . | . | 57.378 | 9151 | 190 | . | . | 9341 | . | . | . | . | 0 | . | . | . | . | 0 | 675.611 | 38.221 | . | . | 713.832 | 0.905 | . | . | . | 0.905 | 106 | . | . | . | 106 | 0 | 0 | 0 | . | 0 | . | . | . | . | 0 | . | . | . | . | 0 | . | . | . | . | 0 | 0.007 | 0.006 | . | . | 0.013 | 3 | 2 | . | . | 5 | . | . | . | . | 0 | . | . | . | . | 0 | . | . | . | . | 0 | . | . | . | . | 0 | 49.809 | 7.582 | NM | 0 | 57.391 | 9154 | 192 | 0 | 0 | 9346 | 675.611 | 38.221 | 0 | 0 | 713.832
2024 | 1 | NM | 6204 | City of Farmington - (NM) | Preliminary | AC | 1.899 | 0.131 | 0 | 0 | 2.03 | 369 | 16 | 0 | 0 | 385 | . | . | . | . | 0 | . | . | . | . | 0 | 90.281 | 2.173 | 0 | 0 | 92.454 | . | . | . | . | 0 | . | . | . | . | 0 | . | . | . | . | 0 | . | . | . | . | 0 | . | . | . | . | 0 | . | . | . | . | 0 | . | . | . | . | 0 | . | . | . | . | 0 | . | . | . | . | 0 | . | . | . | . | 0 | . | . | . | . | 0 | . | . | . | . | 0 | 1.899 | 0.131 | NM | 0 | 2.03 | 369 | 16 | 0 | 0 | 385 | 90.281 | 2.173 | 0 | 0 | 92.454
2024 | 1 | NM | 11204 | Los Alamos County | Preliminary | DC | 2.549 | 0.714 | . | . | 3.263 | 442 | 32 | . | . | 474 | . | . | . | . | . | . | . | . | . | . | 0 | 0 | . | . | . | . | . | . | . | . | . | . | . | . | . | . | . | . | . | . | . | . | . | . | . | . | . | . | . | . | . | . | . | . | . | . | . | . | . | . | . | . | . | . | . | . | . | . | . | . | . | . | . | . | . | . | . | . | . | . | . | . | . | . | . | 2.549 | 0.714 | NM | 0 | 3.263 | 442 | 32 | 0 | 0 | 474 | 0 | 0 | 0 | 0 | 0
2024 | 1 | NM | 15473 | Public Service Co of NM | Preliminary | DC | 258.85 | 87.75 | 0 | 0 | 346.6 | 41826 | 1138 | 0 | 0 | 42964 | . | . | . | . | . | . | . | . | . | . | . | . | . | . | . | . | . | . | . | . | . | . | . | . | . | . | . | . | . | . | . | . | . | . | . | . | . | . | . | . | . | . | . | . | . | 0.009 | 0.015 | 0 | 0 | 0.024 | 3 | 3 | 0 | 0 | 6 | . | . | . | . | . | . | . | . | . | . | . | . | . | . | . | . | . | . | . | . | 258.859 | 87.765 | NM | 0 | 346.624 | 41829 | 1141 | 0 | 0 | 42970 | 0 | 0 | 0 | 0 | 0
2024 | 1 | NM | 17718 | Southwestern Public Service Co | Preliminary | DC | 18.97 | 7.588 | 0.493 | 0 | 27.051 | 1988 | 107 | 6 | 0 | 2101 | . | . | . | . | . | . | . | . | . | . | . | . | . | . | . | . | . | . | . | . | . | . | . | . | . | . | . | . | . | . | . | . | . | . | . | . | . | . | . | . | . | . | . | . | . | . | . | . | . | . | . | . | . | . | . | . | . | . | . | . | . | . | . | . | . | . | . | . | . | . | . | . | . | . | . | 18.97 | 7.588 | 0.493 | 0 | 27.051 | 1988 | 107 | 6 | 0 | 2101 | 0 | 0 | 0 | 0 | 0
2024 | 1 | NM | 99999 | Adjustment 2024 | Preliminary |  | -27.447 | -11.557 | 0.064 | 0 | -38.941 | . | . | . | . | . | . | . | . | . | . | . | . | . | . | . | . | . | . | . | . | . | . | . | . | . | . | . | . | . | . | . | . | . | . | . | . | . | . | . | . | . | . | . | . | . | . | . | . | . | . | . | . | . | . | . | . | . | . | . | . | . | . | . | . | . | . | . | . | . | . | . | . | . | . | . | . | . | . | . | . | -27.447 | -11.557 | 0.064 | 0 | -38.941 | . | . | . | . | . | . | . | . | . | .
2024 | 1 | NV | 2008 | City of Boulder City - (NV) | Preliminary | DC | 1.172 | 1.106 | 0 | 0 | 2.278 | 138 | 11 | 0 | 0 | 149 | . | . | . | . | 0 | . | . | . | . | 0 | . | . | . | . | 0 | . | . | . | . | 0 | . | . | . | . | 0 | . | . | . | . | 0 | . | . | . | . | 0 | . | . | . | . | 0 | . | . | . | . | 0 | . | . | . | . | 0 | . | . | . | . | 0 | . | . | . | . | 0 | . | . | . | . | 0 | . | . | . | . | 0 | . | . | . | . | 0 | 1.172 | 1.106 | NM | 0 | 2.278 | 138 | 11 | 0 | 0 | 149 | 0 | 0 | 0 | 0 | 0
2024 | 1 | NV | 13073 | Mt Wheeler Power, Inc | Preliminary | AC | 0.061 | 0.157 | . | . | 0.218 | 14 | 6 | . | . | 20 | . | . | . | . | . | . | . | . | . | . | . | . | . | . | . | . | . | . | . | . | . | . | . | . | . | . | . | . | . | . | . | . | . | . | . | . | . | . | . | . | . | . | . | . | . | . | 0.011 | . | . | . | . | 1 | . | . | . | . | . | . | . | . | . | . | . | . | . | . | . | . | . | . | . | . | . | . | . | 0.061 | 0.168 | NM | 0 | 0.229 | 14 | 7 | 0 | 0 | 21 | 0 | 0 | 0 | 0 | 0
2024 | 1 | NV | 13407 | Nevada Power Co | Preliminary | AC | 777.378 | 29.811 | 33.259 | 0 | 840.448 | 102765 | 533 | 117 | 0 | 103415 | . | . | . | . | 0 | . | . | . | . | 0 | . | . | . | . | 0 | 13.448 | 0.005 | 0.163 | 0 | 13.616 | 1689 | 1 | 1 | 0 | 1691 | 34.555 | 0.01 | 0.84 | 0 | 35.405 | . | . | . | . | 0 | . | . | . | . | 0 | . | . | . | . | 0 | 0.016 | 0.008 | 0.002 | . | 0.026 | 2 | 3 | 1 | . | 6 | . | . | . | . | 0 | . | . | . | . | 0 | . | . | . | . | 0 | . | . | . | . | 0 | 777.394 | 29.819 | 33.261 | 0 | 840.474 | 102767 | 536 | 118 | 0 | 103421 | 0 | 0 | 0 | 0 | 0
2024 | 1 | NV | 17166 | Sierra Pacific Power Co | Preliminary | AC | 71.011 | 34.441 | 1.073 | . | 106.525 | 11622 | 438 | 5 | . | 12065 | . | . | . | . | 0 | . | . | . | . | 0 | . | . | . | . | 0 | 6.801 | 0.042 | . | . | 6.843 | 897 | 3 | . | . | 900 | 17.547 | 0.087 | . | . | 17.634 | . | . | . | . | 0 | . | . | . | . | 0 | . | . | . | . | 0 | 0.307 | 9.354 | 0.007 | . | 9.668 | 49 | 88 | 1 | . | 138 | . | . | . | . | 0 | 0.05 | 0.108 | 0.05 | . | 0.208 | 1 | 2 | 1 | . | 4 | . | . | . | . | 0 | 71.368 | 43.903 | 1.13 | 0 | 116.401 | 11672 | 528 | 7 | 0 | 12207 | 0 | 0 | 0 | 0 | 0
2024 | 1 | NV | 19840 | Valley Electric Assn, Inc | Preliminary | AC | 19.966 | 0.181 | 0 | 0 | 20.147 | 2008 | 20 | 0 | 0 | 2028 | 0 | 0 | 0 | 0 | 0 | 0 | 0 | 0 | 0 | 0 | 889.47 | 4.086 | 0 | 0 | 893.556 | 0 | 0 | 0 | 0 | 0 | 0 | 0 | 0 | 0 | 0 | 0 | 0 | 0 | 0 | 0 | 0 | 0 | 0 | 0 | 0 | 0 | 0 | 0 | 0 | 0 | 0 | 0 | 0 | 0 | 0 | 0.02 | 0.002 | 0 | 0 | 0.022 | 9 | 1 | 0 | 0 | 10 | 0.828 | 0 | 0 | 0 | 0.828 | 0.075 | 0.006 | 0 | 0 | 0.081 | 9 | 1 | 0 | 0 | 10 | 2.973 | 0.009 | 0 | 0 | 2.982 | 20.061 | 0.189 | NM | 0 | 20.25 | 2026 | 22 | 0 | 0 | 2048 | 893.271 | 4.095 | 0 | 0 | 897.366
2024 | 1 | NV | 99999 | Adjustment 2024 | Preliminary |  | 6.203 | -0.134 | 0 | 0 | 6.069 | . | . | . | . | . | . | . | . | . | 0 | . | . | . | . | . | . | . | . | . | . | . | . | . | . | 0 | . | . | . | . | . | . | . | . | . | . | . | . | . | . | 0 | . | . | . | . | . | . | . | . | . | . | . | . | . | . | . | . | . | . | . | . | . | . | . | . | . | . | . | . | . | . | . | . | . | . | . | . | . | . | . | . | 6.203 | -0.134 | NM | 0 | 6.069 | . | . | . | . | . | . | . | . | . | .
2024 | 1 | NY | 3249 | Central Hudson Gas & Elec Corp | Preliminary | AC | 117.498 | 198.89 | . | . | 316.388 | 14653 | 732 | . | . | 15385 | . | . | . | . | 0 | . | . | . | . | 0 | . | . | . | . | 0 | . | . | . | . | 0 | . | . | . | . | 0 | . | . | . | . | 0 | . | . | . | . | 0 | . | . | . | . | 0 | . | . | . | . | 0 | 0.143 | 0.016 | . | . | 0.159 | 13 | 2 | . | . | 15 | . | . | . | . | 0 | . | . | . | . | 0 | . | . | . | . | 0 | . | . | . | . | 0 | 117.641 | 198.906 | NM | 0 | 316.547 | 14666 | 734 | 0 | 0 | 15400 | 0 | 0 | 0 | 0 | 0
2024 | 1 | NY | 4226 | Consolidated Edison Co-NY Inc | Preliminary | AC | 345.453 | 110.329 | . | . | 455.782 | 60816 | 3289 | . | . | 64105 | . | 100.843 | . | . | 100.843 | . | 737 | . | . | 737 | . | . | . | . | 0 | 3.749 | 10.252 | . | . | 14.001 | 464 | 24 | . | . | 488 | 9.608 | 49.482 | . | . | 59.09 | 0.196 | 11.458 | . | . | 11.654 | 25 | 9 | . | . | 34 | 0.48 | 11.654 | . | . | 12.134 | . | 0.143 | . | . | 0.143 | . | 6 | . | . | 6 | . | . | . | . | 0 | 0.015 | 39.122 | . | . | 39.137 | 3 | 41 | . | . | 44 | . | . | . | . | 0 | 345.468 | 250.437 | NM | 0 | 595.905 | 60819 | 4073 | 0 | 0 | 64892 | 0 | 0 | 0 | 0 | 0
2024 | 1 | NY | 11171 | Long Island Power Authority | Preliminary | AC | 578.011 | 96.111 | . | . | 674.122 | 81678 | 1641 | . | . | 83319 | . | 10.221 | . | . | 10.221 | . | 41 | . | . | 41 | . | . | . | . | 0 | 14.602 | 0.638 | . | . | 15.24 | 1689 | 9 | . | . | 1698 | . | . | . | . | 0 | . | . | . | . | 0 | . | . | . | . | 0 | . | . | . | . | 0 | 0.024 | 0.356 | . | . | 0.38 | 5 | 16 | . | . | 21 | . | . | . | . | 0 | 2.997 | 21.287 | . | . | 24.284 | 308 | 46 | . | . | 354 | . | . | . | . | 0 | 581.032 | 127.975 | NM | 0 | 709.007 | 81991 | 1744 | 0 | 0 | 83735 | 0 | 0 | 0 | 0 | 0
2024 | 1 | NY | 13511 | New York State Elec & Gas Corp | Preliminary | AC | 83.183 | 513.441 | . | . | 596.624 | 10202 | 1189 | . | . | 11391 | 0.154 | 439.189 | . | . | 439.343 | 4 | 249 | . | . | 253 | . | . | . | . | 0 | 5.75 | 27.88 | . | . | 33.63 | 425 | 10 | . | . | 435 | . | . | . | . | 0 | 0.323 | 0.42 | . | . | 0.743 | 35 | 4 | . | . | 39 | . | . | . | . | 0 | 0.649 | 0.756 | . | . | 1.405 | 77 | 28 | . | . | 105 | . | . | . | . | 0 | . | 10.897 | . | . | 10.897 | . | 20 | . | . | 20 | . | . | . | . | 0 | 83.986 | 964.283 | NM | 0 | 1048.269 | 10283 | 1486 | 0 | 0 | 11769 | 0 | 0 | 0 | 0 | 0
2024 | 1 | NY | 13573 | Niagara Mohawk Power Corp. | Preliminary | AC | 187.445 | 316.333 | 9.422 | . | 513.2 | 24012 | 2229 | 29 | . | 26270 | 0.011 | 875.671 | . | . | 875.682 | 1 | 269 | . | . | 270 | . | . | . | . | 0 | 0.027 | . | . | . | 0.027 | 4 | . | . | . | 4 | . | . | . | . | 0 | . | . | . | . | 0 | . | . | . | . | 0 | . | . | . | . | 0 | 2.408 | 4.001 | 0.15 | . | 6.559 | 195 | 63 | 2 | . | 260 | . | . | . | . | 0 | 0.115 | 19.222 | 1.155 | . | 20.492 | 24 | 51 | 3 | . | 78 | . | . | . | . | 0 | 189.979 | 1215.227 | 10.727 | 0 | 1415.933 | 24232 | 2612 | 34 | 0 | 26878 | 0 | 0 | 0 | 0 | 0
2024 | 1 | NY | 14154 | Orange & Rockland Utils Inc | Preliminary | AC | 92.351 | 94.312 | 3.228 | 0 | 189.891 | 12036 | 203 | 4 | 0 | 12243 | 0 | 16.916 | 0 | 0 | 16.916 | 0 | 35 | 0 | 0 | 35 | . | . | . | . | 0 | 4.803 | 15.91 | 0 | 0 | 20.713 | 560 | 7 | 0 | 0 | 567 | 4.007 | 7.99 | 0 | 0 | 11.997 | 0.045 | 15 | 0 | 0 | 15.045 | 3 | 4 | 0 | 0 | 7 | 0.04 | 12 | 0 | 0 | 12.04 | 0 | 0.012 | 0 | 0 | 0.012 | 0 | 2 | 0 | 0 | 2 | . | . | . | . | 0 | 0 | 0.02 | 0 | 0 | 0.02 | 0 | 1 | 0 | 0 | 1 | . | . | . | . | 0 | 92.351 | 111.26 | 3.228 | 0 | 206.839 | 12036 | 241 | 4 | 0 | 12281 | 0 | 0 | 0 | 0 | 0
2024 | 1 | NY | 14711 | Pennsylvania Electric Co | Preliminary | AC | 0 | 0 | 0 | 0 | . | 0 | 0 | 0 | 0 | . | 0 | 0 | 0 | 0 | . | 0 | 0 | 0 | 0 | . | 0 | 0 | 0 | 0 | . | 0 | 0 | 0 | 0 | . | 0 | 0 | 0 | 0 | . | 0 | 0 | 0 | 0 | . | 0 | 0 | 0 | 0 | . | 0 | 0 | 0 | 0 | . | 0 | 0 | 0 | 0 | . | 0 | 0 | 0 | 0 | . | 0 | 0 | 0 | 0 | . | 0 | 0 | 0 | 0 | . | 0 | 0 | 0 | 0 | . | 0 | 0 | 0 | 0 | . | 0 | 0 | 0 | 0 | . | NM | NM | NM | 0 | NM | 0 | 0 | 0 | 0 | 0 | 0 | 0 | 0 | 0 | 0
2024 | 1 | NY | 16183 | Rochester Gas & Electric Corp | Preliminary | AC | 20.32 | 173.021 | . | . | 193.341 | 2538 | 250 | . | . | 2788 | 0.044 | 24.302 | . | . | 24.346 | 6 | 378 | . | . | 384 | . | . | . | . | . | . | 1 | . | . | 1 | . | 1 | . | . | 1 | . | . | . | . | . | . | . | . | . | . | . | . | . | . | . | . | . | . | . | . | 0.074 | 0.88 | . | . | 0.954 | 12 | 5 | . | . | 17 | . | . | . | . | . | 0.699 | 1.464 | . | . | . | 60 | 3 | . | . | . | . | . | . | . | . | 21.137 | 199.667 | NM | 0 | 220.804 | 2616 | 636 | 0 | 0 | 3252 | 0 | 0 | 0 | 0 | 0
2024 | 1 | NY | 66101 | FirstEnergy Pennsylvania Electric Co | Preliminary | AC | 0.087 | 0.001 | 0 | 0 | 0.088 | 11 | 1 | 0 | 0 | 12 | 0 | 0 | 0 | 0 | 0 | 0 | 0 | 0 | 0 | 0 | 0 | 0 | 0 | 0 | 0 | 0 | 0 | 0 | 0 | 0 | 0 | 0 | 0 | 0 | 0 | 0 | 0 | 0 | 0 | 0 | 0 | 0 | 0 | 0 | 0 | 0 | 0 | 0 | 0 | 0 | 0 | 0 | 0 | 0 | 0 | 0 | 0.004 | 0 | 0 | 0.004 | 0 | 1 | 0 | 0 | 1 | 0 | 0 | 0 | 0 | 0 | 0 | 0 | 0 | 0 | 0 | 0 | 0 | 0 | 0 | 0 | 0 | 0 | 0 | 0 | 0 | 0.087 | 0.005 | NM | 0 | 0.092 | 11 | 2 | 0 | 0 | 13 | 0 | 0 | 0 | 0 | 0
2024 | 1 | NY | 99999 | Adjustment 2024 | Preliminary |  | 0.223 | 0.012 | 0.022 | . | 0.257 | . | . | . | . | . | . | . | . | . | . | . | . | . | . | . | . | . | . | . | . | . | . | . | . | . | . | . | . | . | . | . | . | . | . | . | . | . | . | . | . | . | . | . | . | . | . | . | . | . | . | . | . | . | . | . | . | . | . | . | . | . | . | . | . | . | . | . | . | . | . | . | . | . | . | . | . | . | . | . | . | 0.223 | 0.012 | 0.022 | . | 0.257 | . | . | . | . | . | . | . | . | . | .
2024 | 1 | OH | 3542 | Duke Energy Ohio Inc | Preliminary | AC | 35.311 | 19.124 | 1.171 | . | 55.606 | 4562 | 228 | 20 | . | 4810 | . | . | . | . | 0 | . | . | . | . | 0 | . | . | . | . | 0 | . | . | . | . | 0 | . | . | . | . | 0 | . | . | . | . | 0 | . | . | . | . | 0 | . | . | . | . | 0 | . | . | . | . | 0 | 0.037 | 0.036 | . | . | 0.073 | 8 | 1 | . | . | 9 | . | . | . | . | 0 | . | . | . | . | 0 | . | . | . | . | 0 | . | . | . | . | 0 | 35.348 | 19.16 | 1.171 | 0 | 55.679 | 4570 | 229 | 20 | 0 | 4819 | 0 | 0 | 0 | 0 | 0
2024 | 1 | OH | 3755 | Cleveland Electric Illum Co | Preliminary | AC | 13.643 | 10.679 | 0.721 | 0 | 25.043 | 1964 | 135 | 7 | 0 | 2106 | 0 | 0 | 0 | 0 | 0 | 0 | 0 | 0 | 0 | 0 | 0 | 0 | 0 | 0 | 0 | 1.489 | 1.011 | 0.109 | 0 | 2.609 | 235 | 3 | 1 | 0 | 239 | 0 | 0 | 0 | 0 | 0 | 0 | 0 | 0 | 0 | 0 | 0 | 0 | 0 | 0 | 0 | 0 | 0 | 0 | 0 | 0 | 0.021 | 3.215 | 1.225 | 0 | 4.461 | 5 | 16 | 2 | 0 | 23 | 0 | 0 | 0 | 0 | 0 | 0 | 0 | 0 | 0 | 0 | 0 | 0 | 0 | 0 | 0 | 0 | 0 | 0 | 0 | 0 | 13.664 | 13.894 | 1.946 | 0 | 29.504 | 1969 | 151 | 9 | 0 | 2129 | 0 | 0 | 0 | 0 | 0
2024 | 1 | OH | 4922 | Dayton Power & Light Co | Preliminary | AC | 2.602 | 7.285 | . | . | 9.887 | 388 | 76 | . | . | 464 | . | . | . | . | 0 | . | . | . | . | 0 | . | . | . | . | 0 | . | . | . | . | 0 | . | . | . | . | 0 | . | . | . | . | 0 | . | . | . | . | 0 | . | . | . | . | 0 | . | . | . | . | 0 | 0.099 | 4.668 | . | . | 4.767 | 20 | 10 | . | . | 30 | . | . | . | . | 0 | 0 | 0.575 | . | . | 0.575 | 0 | 1 | . | . | 1 | . | . | . | . | 0 | 2.701 | 12.528 | NM | 0 | 15.229 | 408 | 87 | 0 | 0 | 495 | 0 | 0 | 0 | 0 | 0
2024 | 1 | OH | 13998 | Ohio Edison Co | Preliminary | AC | 25.114 | 27.869 | 0.592 | 0 | 53.575 | 3078 | 157 | 4 | 0 | 3239 | 0 | 0 | 0 | 0 | 0 | 0 | 0 | 0 | 0 | 0 | 0 | 0 | 0 | 0 | 0 | 4.277 | 0.303 | 0 | 0 | 4.58 | 515 | 4 | 0 | 0 | 519 | 0 | 0 | 0 | 0 | 0 | 0 | 0 | 0 | 0 | 0 | 0 | 0 | 0 | 0 | 0 | 0 | 0 | 0 | 0 | 0 | 0.758 | 1.783 | 1.05 | 0 | 3.591 | 73 | 34 | 3 | 0 | 110 | 0 | 0 | 0 | 0 | 0 | 0 | 0.915 | 0 | 0 | 0.915 | 0 | 4 | 0 | 0 | 4 | 0 | 0 | 0 | 0 | 0 | 25.872 | 30.567 | 1.642 | 0 | 58.081 | 3151 | 195 | 7 | 0 | 3353 | 0 | 0 | 0 | 0 | 0
2024 | 1 | OH | 14006 | Ohio Power Co | Preliminary | AC | 61.1 | 61.355 | 5.713 | . | 128.168 | 8812 | 483 | 38 | . | 9333 | 0 | 0 | 0 | 0 | 0 | 0 | 0 | 0 | 0 | 0 | 858.196 | 550.863 | 25.313 | 0 | 1434.372 | 3.187 | 0.29 | 0 | 0 | 3.477 | 708 | 9 | 0 | 0 | 717 | 7.838 | 0.679 | 0 | 0 | 8.517 | 0 | 0 | 0 | 0 | 0 | 0 | 0 | 0 | 0 | 0 | 0 | 0 | 0 | 0 | 0 | 0.299 | 2.018 | 25.733 | 0 | 28.05 | 56 | 22 | 7 | 0 | 85 | 2.97 | 3.592 | 1466 | 0 | 1472.562 | 0 | 2.74 | 1 | 0 | 3.74 | 0 | 6 | 1 | 0 | 7 | 0 | 0 | 0 | 0 | 0 | 61.399 | 66.113 | 32.446 | 0 | 159.958 | 8868 | 511 | 46 | 0 | 9425 | 861.166 | 554.455 | 1491.313 | 0 | 2906.934
2024 | 1 | OH | 18997 | The Toledo Edison Co | Preliminary | AC | 4.243 | 14.448 | 23.806 | 0 | 42.497 | 563 | 81 | 16 | 0 | 660 | 0 | 0 | 0 | 0 | 0 | 0 | 0 | 0 | 0 | 0 | 0 | 0 | 0 | 0 | 0 | 0.383 | 0 | 0 | 0 | 0.383 | 47 | 0 | 0 | 0 | 47 | 0 | 0 | 0 | 0 | 0 | 0 | 0 | 0 | 0 | 0 | 0 | 0 | 0 | 0 | 0 | 0 | 0 | 0 | 0 | 0 | 0.273 | 3.345 | 4.5 | 0 | 8.118 | 41 | 20 | 1 | 0 | 62 | 0 | 0 | 0 | 0 | 0 | 0 | 0.78 | 2.8 | 0 | 3.58 | 0 | 4 | 1 | 0 | 5 | 0 | 0 | 0 | 0 | 0 | 4.516 | 18.573 | 31.106 | 0 | 54.195 | 604 | 105 | 18 | 0 | 727 | 0 | 0 | 0 | 0 | 0
2024 | 1 | OH | 99999 | Adjustment 2024 | Preliminary |  | 36.193 | 6.542 | 0.075 | . | 42.81 | . | . | . | . | . | . | . | . | . | . | . | . | . | . | . | . | . | . | . | . | . | . | . | . | . | . | . | . | . | . | . | . | . | . | . | . | . | . | . | . | . | . | . | . | . | . | . | . | . | . | . | . | . | . | . | . | . | . | . | . | . | . | . | . | . | . | . | . | . | . | . | . | . | . | . | . | . | . | . | . | 36.193 | 6.542 | 0.075 | . | 42.81 | . | . | . | . | . | . | . | . | . | .
2024 | 1 | OK | 817 | Arkansas Valley Elec Coop Corp | Preliminary | AC | 0.327 | . | . | . | 0.327 | 35 | . | . | . | 35 | . | . | . | . | 0 | . | . | . | . | 0 | 11.98 | . | . | . | 11.98 | . | . | . | . | 0 | . | . | . | . | 0 | . | . | . | . | 0 | . | . | . | . | 0 | . | . | . | . | 0 | . | . | . | . | 0 | . | . | . | . | 0 | . | . | . | . | 0 | . | . | . | . | . | . | . | . | . | 0 | . | . | . | . | 0 | . | . | . | . | 0 | 0.327 | NM | NM | 0 | 0.327 | 35 | 0 | 0 | 0 | 35 | 11.98 | 0 | 0 | 0 | 11.98
2024 | 1 | OK | 5860 | Empire District Electric Co | Preliminary | AC | 0.166 | 0.009 | . | . | 0.175 | 20 | 3 | . | . | 23 | . | . | . | . | 0 | . | . | . | . | 0 | . | . | . | . | 0 | . | . | . | . | 0 | . | . | . | . | 0 | . | . | . | . | 0 | . | . | . | . | 0 | . | . | . | . | 0 | . | . | . | . | 0 | . | . | . | . | 0 | . | . | . | . | 0 | . | . | . | . | 0 | . | . | . | . | 0 | . | . | . | . | 0 | . | . | . | . | 0 | 0.166 | 0.009 | NM | 0 | 0.175 | 20 | 3 | 0 | 0 | 23 | 0 | 0 | 0 | 0 | 0
2024 | 1 | OK | 13734 | Northeast Oklahoma Electric Co | Preliminary | AC | 1.739 | 0.925 | 0 | 0 | 2.664 | 196 | 13 | 0 | 0 | 209 | . | . | . | . | 0 | . | . | . | . | 0 | 36.396 | 21.284 | 0 | 0 | 57.68 | . | . | . | . | 0 | . | . | . | . | 0 | . | . | . | . | 0 | . | . | . | . | 0 | . | . | . | . | 0 | . | . | . | . | 0 | 0.01 | 0 | 0 | 0 | 0.01 | 1 | 0 | 0 | 0 | 1 | 0 | 0 | 0 | 0 | 0 | . | . | . | . | 0 | . | . | . | . | 0 | . | . | . | . | 0 | 1.749 | 0.925 | NM | 0 | 2.674 | 197 | 13 | 0 | 0 | 210 | 36.396 | 21.284 | 0 | 0 | 57.68
2024 | 1 | OK | 14062 | Oklahoma Electric Coop Inc | Preliminary | AC | 6.496 | 0.26 | . | . | 6.756 | 740 | 8 | . | . | 748 | . | . | . | . | . | . | . | . | . | . | . | . | . | . | . | . | . | . | . | . | . | . | . | . | . | . | . | . | . | . | . | . | . | . | . | . | . | . | . | . | . | . | . | . | . | 0.121 | . | . | . | 0.121 | 14 | . | . | . | 14 | . | . | . | . | . | . | . | 0.013 | . | . | . | . | 3 | . | . | . | . | . | . | . | 6.617 | 0.26 | 0.013 | 0 | 6.89 | 754 | 8 | 3 | 0 | 765 | 0 | 0 | 0 | 0 | 0
2024 | 1 | OK | 14063 | Oklahoma Gas & Electric Co | Preliminary | AC | 48.855 | 9.449 | 0.488 | 0 | 58.792 | 6876 | 188 | 4 | 0 | 7068 | 10.529 | 14.845 | 0.786 | 0 | 26.16 | 2927 | 1793 | 24 | 0 | 4744 | 0 | 0 | 0 | 0 | 0 | 0 | 0 | 0 | 0 | 0 | 0 | 0 | 0 | 0 | 0 | 0 | 0 | 0 | 0 | 0 | 0 | 0 | 0 | 0 | 0 | 0 | 0 | 0 | 0 | 0 | 0 | 0 | 0 | 0 | 0 | 0.125 | 0.505 | 0 | 0 | 0.63 | 20 | 8 | 0 | 0 | 28 | 0 | 0 | 0 | 0 | 0 | 0 | 0 | 0 | 0 | 0 | 0 | 0 | 0 | 0 | 0 | 0 | 0 | 0 | 0 | 0 | 59.509 | 24.799 | 1.274 | 0 | 85.582 | 9823 | 1989 | 28 | 0 | 11840 | 0 | 0 | 0 | 0 | 0
2024 | 1 | OK | 15474 | Public Service Co of Oklahoma | Preliminary | AC | 21.837 | 1.398 | 0.663 | . | 23.898 | 3204 | 63 | 3 | . | 3270 | . | . | . | . | 0 | . | . | . | . | 0 | 862.691 | 37.007 | 0.163 | . | 899.861 | 1.16 | 0.015 | . | . | 1.175 | 170 | 1 | . | . | 171 | 2.748 | 0.027 | . | . | 2.775 | 0.007 | . | . | . | 0.007 | 1 | . | . | . | 1 | 0.016 | . | . | . | 0.016 | 0.029 | . | . | . | 0.029 | 9 | . | . | . | 9 | 0.462 | . | . | . | 0.462 | 0.01 | . | . | . | 0.01 | 1 | . | . | . | 1 | 1.161 | . | . | . | 1.161 | 21.876 | 1.398 | 0.663 | 0 | 23.937 | 3214 | 63 | 3 | 0 | 3280 | 864.314 | 37.007 | 0.163 | 0 | 901.484
2024 | 1 | OK | 19785 | Verdigris Valley Elec Coop Inc | Preliminary | AC | 1.862 | . | . | . | 1.862 | 200 | . | . | . | 200 | . | . | . | . | . | . | . | . | . | . | . | . | . | . | . | . | . | . | . | . | . | . | . | . | . | . | . | . | . | . | . | . | . | . | . | . | . | . | . | . | . | . | . | . | . | . | . | . | . | . | . | . | . | . | . | . | . | . | . | . | . | . | . | . | . | . | . | . | . | . | . | . | . | . | . | 1.862 | NM | NM | 0 | 1.862 | 200 | 0 | 0 | 0 | 200 | 0 | 0 | 0 | 0 | 0
2024 | 1 | OK | 99999 | Adjustment 2024 | Preliminary |  | 19.13 | 1.152 | . | . | 20.282 | . | . | . | . | . | . | . | . | . | . | . | . | . | . | . | . | . | . | . | . | . | . | . | . | . | . | . | . | . | . | . | . | . | . | . | . | . | . | . | . | . | . | . | . | . | . | . | . | . | . | . | . | . | . | . | . | . | . | . | . | . | . | . | . | . | . | . | . | . | . | . | . | . | . | . | . | . | . | . | . | 19.13 | 1.152 | . | . | 20.282 | . | . | . | . | . | . | . | . | . | .
2024 | 1 | OR | 6022 | City of Eugene - (OR) | Preliminary | AC | 7.3 | 2.035 | . | . | 9.335 | 1102 | 100 | . | . | 1202 | . | . | . | . | . | . | . | . | . | . | . | . | . | . | . | . | . | . | . | . | . | . | . | . | . | . | . | . | . | . | . | . | . | . | . | . | . | . | . | . | . | . | . | . | . | . | . | . | . | . | . | . | . | . | . | . | . | . | . | . | . | . | . | . | . | . | . | . | . | . | . | . | . | . | . | 7.3 | 2.035 | NM | 0 | 9.335 | 1102 | 100 | 0 | 0 | 1202 | 0 | 0 | 0 | 0 | 0
2024 | 1 | OR | 9191 | Idaho Power Co | Preliminary | DC | 1.74 | 0.382 | 1.253 | . | 3.375 | 200 | 15 | 20 | . | 235 | . | . | . | . | 0 | . | . | . | . | 0 | . | . | . | . | 0 | . | . | . | . | 0 | . | . | . | . | 0 | . | . | . | . | 0 | . | . | . | . | 0 | . | . | . | . | 0 | . | . | . | . | 0 | . | . | . | . | 0 | . | . | . | . | 0 | . | . | . | . | 0 | . | . | . | . | 0 | . | . | . | . | 0 | . | . | . | . | 0 | 1.74 | 0.382 | 1.253 | 0 | 3.375 | 200 | 15 | 20 | 0 | 235 | 0 | 0 | 0 | 0 | 0
2024 | 1 | OR | 14354 | PacifiCorp | Preliminary | DC | 132.074 | 52.86 | 5 | 0 | 189.934 | 17195 | 1131 | 178 | 0 | 18504 | . | . | . | . | 0 | . | . | . | . | 0 | . | . | . | . | 0 | 5.658 | 0.284 | 0 | 0 | 5.942 | 536 | 11 | 0 | 0 | 547 | 18.001 | 0.492 | 0 | 0 | 18.493 | 0.039 | 0 | 0 | 0 | 0.039 | 4 | 0 | 0 | 0 | 4 | 0.096 | 0 | 0 | 0 | 0.096 | 0.078 | 0.087 | 0 | 0 | 0.165 | 18 | 9 | 0 | 0 | 27 | . | . | . | . | 0 | 0.142 | 2.761 | 0 | 0 | 2.903 | 9 | 16 | 0 | 0 | 25 | . | . | . | . | 0 | 132.294 | 55.708 | 5 | 0 | 193.002 | 17222 | 1156 | 178 | 0 | 18556 | 0 | 0 | 0 | 0 | 0
2024 | 1 | OR | 15248 | Portland General Electric Co | Preliminary | DC | 177.276 | 44.67 | 10.955 | . | 232.901 | 24291 | 940 | 66 | . | 25297 | . | . | . | . | . | . | . | . | . | . | . | . | . | . | . | . | . | . | . | . | . | . | . | . | . | . | . | . | . | . | . | . | . | . | . | . | . | . | . | . | . | . | . | . | . | 0.289 | 0.382 | . | . | 0.671 | 31 | 11 | . | . | 42 | . | . | . | . | . | 0.013 | 1.359 | 4.439 | . | . | 2 | 7 | 5 | . | . | . | . | . | . | . | 177.578 | 46.411 | 15.394 | 0 | 239.383 | 24324 | 958 | 71 | 0 | 25353 | 0 | 0 | 0 | 0 | 0
2024 | 1 | OR | 18260 | Surprise Valley Electrification | Preliminary | AC | 0.073 | 0.015 | 0 | 0 | 0.088 | 6 | 1 | 0 | 0 | 7 | . | . | . | . | 0 | . | . | . | . | 0 | . | . | . | . | 0 | . | . | . | . | 0 | . | . | . | . | 0 | . | . | . | . | 0 | . | . | . | . | 0 | . | . | . | . | 0 | . | . | . | . | 0 | . | . | . | . | 0 | . | . | . | . | 0 | . | . | . | . | 0 | . | . | . | . | 0 | . | . | . | . | 0 | . | . | . | . | 0 | 0.073 | 0.015 | NM | 0 | 0.088 | 6 | 1 | 0 | 0 | 7 | 0 | 0 | 0 | 0 | 0
2024 | 1 | OR | 28541 | Clatskanie Peoples Util Dist | Preliminary | AC | 0.118 | . | . | . | 0.118 | 15 | . | . | . | 15 | . | . | . | . | . | . | . | . | . | . | . | . | . | . | . | . | . | . | . | . | . | . | . | . | . | . | . | . | . | . | . | . | . | . | . | . | . | . | . | . | . | . | . | . | . | . | . | . | . | . | . | . | . | . | . | . | . | . | . | . | 0.003 | . | . | . | . | 1 | . | . | . | . | . | . | . | . | . | 0.121 | NM | NM | 0 | 0.121 | 16 | 0 | 0 | 0 | 16 | 0 | 0 | 0 | 0 | 0
2024 | 1 | OR | 40437 | Emerald People's Utility Dist | Preliminary | AC | 1.571 | 0.253 | . | . | 1.824 | 225 | 23 | . | . | 248 | 0.17 | . | . | . | 0.17 | 111 | . | . | . | 111 | . | . | . | . | . | . | . | . | . | . | . | . | . | . | . | . | . | . | . | . | . | . | . | . | . | . | . | . | . | . | . | . | . | . | . | . | . | . | . | . | . | . | . | . | . | . | . | . | . | . | . | . | . | . | . | . | . | . | . | . | . | . | . | . | . | 1.741 | 0.253 | NM | 0 | 1.994 | 336 | 23 | 0 | 0 | 359 | 0 | 0 | 0 | 0 | 0
2024 | 1 | OR | 99999 | Adjustment 2024 | Preliminary |  | -37.615 | -13.862 | -2.703 | 0 | -54.18 | . | . | . | . | . | . | . | . | . | 0 | . | . | . | . | . | . | . | . | . | . | -0.987 | -0.05 | 0 | 0 | -1.036 | . | . | . | . | . | . | . | . | . | . | -0.007 | 0 | 0 | 0 | -0.007 | . | . | . | . | . | . | . | . | . | . | . | . | . | . | . | . | . | . | . | . | . | . | . | . | . | . | . | . | . | . | . | . | . | . | . | . | . | . | . | . | -37.615 | -13.862 | -2.703 | 0 | -54.18 | . | . | . | . | . | . | . | . | . | .
2024 | 1 | PA | 3597 | Citizens Electric Co - (PA) | Preliminary | AC | 0.809 | 2.53 | 0.841 | . | 4.18 | 62 | 11 | 3 | . | 76 | . | . | . | . | 0 | . | . | . | . | 0 | . | . | . | . | 0 | . | . | . | . | 0 | . | . | . | . | 0 | . | . | . | . | 0 | . | . | . | . | 0 | . | . | . | . | 0 | . | . | . | . | 0 | . | . | . | . | 0 | . | . | . | . | 0 | . | . | . | . | 0 | . | . | . | . | 0 | . | . | . | . | 0 | . | . | . | . | 0 | 0.809 | 2.53 | 0.841 | 0 | 4.18 | 62 | 11 | 3 | 0 | 76 | 0 | 0 | 0 | 0 | 0
2024 | 1 | PA | 5487 | Duquesne Light Co | Preliminary | AC | 52.814 | 21.18 | 1.292 | . | 75.286 | 7594 | 149 | 4 | . | 7747 | 0.169 | 5.579 | . | . | 5.748 | 11 | 16 | . | . | 27 | . | . | . | . | 0 | . | . | . | . | 0 | . | . | . | . | 0 | . | . | . | . | 0 | . | . | . | . | 0 | . | . | . | . | 0 | . | . | . | . | 0 | 0.067 | 0.02 | . | . | 0.087 | 13 | 4 | . | . | 17 | . | . | . | . | 0 | 0.004 | 0.49 | . | . | 0.494 | 1 | 5 | . | . | 6 | . | . | . | . | 0 | 53.054 | 27.269 | 1.292 | 0 | 81.615 | 7619 | 174 | 4 | 0 | 7797 | 0 | 0 | 0 | 0 | 0
2024 | 1 | PA | 12390 | Metropolitan Edison Co | Preliminary | AC | 0 | 0 | 0 | 0 | . | 0 | 0 | 0 | 0 | . | 0 | 0 | 0 | 0 | . | 0 | 0 | 0 | 0 | . | 0 | 0 | 0 | 0 | . | 0 | 0 | 0 | 0 | . | 0 | 0 | 0 | 0 | . | 0 | 0 | 0 | 0 | . | 0 | 0 | 0 | 0 | . | 0 | 0 | 0 | 0 | . | 0 | 0 | 0 | 0 | . | 0 | 0 | 0 | 0 | . | 0 | 0 | 0 | 0 | . | 0 | 0 | 0 | 0 | . | 0 | 0 | 0 | 0 | . | 0 | 0 | 0 | 0 | . | 0 | 0 | 0 | 0 | . | NM | NM | NM | 0 | NM | 0 | 0 | 0 | 0 | 0 | 0 | 0 | 0 | 0 | 0
2024 | 1 | PA | 14711 | Pennsylvania Electric Co | Preliminary | AC | 0 | 0 | 0 | 0 | . | 0 | 0 | 0 | 0 | . | 0 | 0 | 0 | 0 | . | 0 | 0 | 0 | 0 | . | 0 | 0 | 0 | 0 | . | 0 | 0 | 0 | 0 | . | 0 | 0 | 0 | 0 | . | 0 | 0 | 0 | 0 | . | 0 | 0 | 0 | 0 | . | 0 | 0 | 0 | 0 | . | 0 | 0 | 0 | 0 | . | 0 | 0 | 0 | 0 | . | 0 | 0 | 0 | 0 | . | 0 | 0 | 0 | 0 | . | 0 | 0 | 0 | 0 | . | 0 | 0 | 0 | 0 | . | 0 | 0 | 0 | 0 | . | NM | NM | NM | 0 | NM | 0 | 0 | 0 | 0 | 0 | 0 | 0 | 0 | 0 | 0
2024 | 1 | PA | 14715 | PPL Electric Utilities Corp | Preliminary | AC | 216.453 | 117.091 | 16.548 | . | 350.092 | 23667 | 987 | 59 | . | 24713 | 1.047 | 13.825 | . | . | 14.872 | 45 | 132 | . | . | 177 | . | . | . | . | . | . | . | . | . | . | . | . | . | . | . | . | . | . | . | . | . | . | . | . | . | . | . | . | . | . | . | . | . | . | . | 0.313 | 0.129 | . | . | 0.442 | 97 | 20 | . | . | 117 | . | . | . | . | . | 0.143 | 33.445 | 2.429 | . | . | 8 | 37 | 2 | . | . | . | . | . | . | . | 217.956 | 164.49 | 18.977 | 0 | 401.423 | 23817 | 1176 | 61 | 0 | 25054 | 0 | 0 | 0 | 0 | 0
2024 | 1 | PA | 14716 | Pennsylvania Power Co | Preliminary | AC | 0 | 0 | 0 | 0 | . | 0 | 0 | 0 | 0 | . | 0 | 0 | 0 | 0 | . | 0 | 0 | 0 | 0 | . | 0 | 0 | 0 | 0 | . | 0 | 0 | 0 | 0 | . | 0 | 0 | 0 | 0 | . | 0 | 0 | 0 | 0 | . | 0 | 0 | 0 | 0 | . | 0 | 0 | 0 | 0 | . | 0 | 0 | 0 | 0 | . | 0 | 0 | 0 | 0 | . | 0 | 0 | 0 | 0 | . | 0 | 0 | 0 | 0 | . | 0 | 0 | 0 | 0 | . | 0 | 0 | 0 | 0 | . | 0 | 0 | 0 | 0 | . | NM | NM | NM | 0 | NM | 0 | 0 | 0 | 0 | 0 | 0 | 0 | 0 | 0 | 0
2024 | 1 | PA | 14940 | PECO Energy Co | Preliminary | AC | 131.15 | 25.63 | 25.22 | . | 182 | 18915 | 378 | 44 | . | 19337 | 1.05 | 1.94 | . | . | 2.99 | 62 | 44 | . | . | 106 | . | . | . | . | . | . | . | . | . | . | . | . | . | . | . | . | . | . | . | . | . | . | . | . | . | . | . | . | . | . | . | . | . | . | . | . | . | . | . | . | . | . | . | . | . | . | . | . | . | . | . | . | . | . | . | . | . | . | . | . | . | . | . | . | . | 132.2 | 27.57 | 25.22 | 0 | 184.99 | 18977 | 422 | 44 | 0 | 19443 | 0 | 0 | 0 | 0 | 0
2024 | 1 | PA | 15045 | Pike County Light & Power Co | Preliminary | AC | 0.318 | 0.02 | 0 | 0 | 0.338 | 30 | 1 | 0 | 0 | 31 | . | . | . | . | . | . | . | . | . | . | . | . | . | . | . | . | . | . | . | . | . | . | . | . | . | . | . | . | . | . | . | . | . | . | . | . | . | . | . | . | . | . | . | . | . | . | . | . | . | . | . | . | . | . | . | . | . | . | . | . | . | . | . | . | . | . | . | . | . | . | . | . | . | . | . | 0.318 | 0.02 | NM | 0 | 0.338 | 30 | 1 | 0 | 0 | 31 | 0 | 0 | 0 | 0 | 0
2024 | 1 | PA | 19390 | UGI Utilities, Inc | Preliminary | AC | 1.756 | 0.225 | 0.12 | 0 | 2.101 | 198 | 10 | 2 | 0 | 210 | 0.159 | 0.26 | 0 | 0 | 0.419 | 12 | 3 | 0 | 0 | 15 | 0 | 0 | 0 | 0 | . | 0 | 0 | 0 | 0 | . | 0 | 0 | 0 | 0 | . | 0 | 0 | 0 | 0 | . | 0 | 0 | 0 | 0 | . | 0 | 0 | 0 | 0 | . | 0 | 0 | 0 | 0 | . | 0.017 | 0 | 0 | 0 | 0.017 | 5 | 0 | 0 | 0 | 5 | 0 | 0 | 0 | 0 | . | 0.02 | 0 | 0 | 0 | . | 1 | 0 | 0 | 0 | . | 0 | 0 | 0 | 0 | . | 1.952 | 0.485 | 0.12 | 0 | 2.557 | 216 | 13 | 2 | 0 | 231 | 0 | 0 | 0 | 0 | 0
2024 | 1 | PA | 20334 | Wellsborough Electric Co | Preliminary | AC | 0.085 | 0.1 | 1.125 | 0 | 1.31 | 11 | 4 | 1 | 0 | 16 | 0 | 0 | 0 | 0 | . | 0 | 0 | 0 | 0 | . | 0 | 0 | 0 | 0 | . | 0 | 0 | 0 | 0 | . | 0 | 0 | 0 | 0 | . | 0 | 0 | 0 | 0 | . | 0 | 0 | 0 | 0 | . | 0 | 0 | 0 | 0 | . | 0 | 0 | 0 | 0 | . | 0.017 | 0.002 | 0 | 0 | 0.019 | 3 | 1 | 0 | 0 | 4 | 0 | 0 | 0 | 0 | . | 0 | 0 | 0 | 0 | . | 0 | 0 | 0 | 0 | . | 0 | 0 | 0 | 0 | . | 0.102 | 0.102 | 1.125 | 0 | 1.329 | 14 | 5 | 1 | 0 | 20 | 0 | 0 | 0 | 0 | 0
2024 | 1 | PA | 20387 | West Penn Power Company | Preliminary | AC | 0 | 0 | 0 | 0 | . | 0 | 0 | 0 | 0 | . | 0 | 0 | 0 | 0 | . | 0 | 0 | 0 | 0 | . | 0 | 0 | 0 | 0 | . | 0 | 0 | 0 | 0 | . | 0 | 0 | 0 | 0 | . | 0 | 0 | 0 | 0 | . | 0 | 0 | 0 | 0 | . | 0 | 0 | 0 | 0 | . | 0 | 0 | 0 | 0 | . | 0 | 0 | 0 | 0 | . | 0 | 0 | 0 | 0 | . | 0 | 0 | 0 | 0 | . | 0 | 0 | 0 | 0 | . | 0 | 0 | 0 | 0 | . | 0 | 0 | 0 | 0 | . | NM | NM | NM | 0 | NM | 0 | 0 | 0 | 0 | 0 | 0 | 0 | 0 | 0 | 0
2024 | 1 | PA | 66101 | FirstEnergy Pennsylvania Electric Co | Preliminary | AC | 162.262 | 48.067 | 21.685 | 0 | 232.014 | 17791 | 654 | 51 | 0 | 18496 | 1.839 | 7.86 | 3.709 | 0 | 13.408 | 113 | 68 | 4 | 0 | 185 | 0 | 0 | 0 | 0 | 0 | 9.724 | 0.044 | 0 | 0 | 9.768 | 1176 | 7 | 0 | 0 | 1183 | 0 | 0 | 0 | 0 | 0 | 0.035 | 0 | 0 | 0 | 0.035 | 3 | 0 | 0 | 0 | 3 | 0 | 0 | 0 | 0 | 0 | 0.377 | 0.265 | 0.003 | 0 | 0.645 | 94 | 27 | 1 | 0 | 122 | 0 | 0 | 0 | 0 | 0 | 0.029 | 8.002 | 17.473 | 0 | 25.504 | 7 | 19 | 11 | 0 | 37 | 0 | 0 | 0 | 0 | 0 | 164.507 | 64.194 | 42.87 | 0 | 271.571 | 18005 | 768 | 67 | 0 | 18840 | 0 | 0 | 0 | 0 | 0
2024 | 1 | PA | 99999 | Adjustment 2024 | Preliminary |  | 8.883 | 4.02 | 0.108 | . | 13.011 | . | . | . | . | . | . | . | . | . | . | . | . | . | . | . | . | . | . | . | . | . | . | . | . | . | . | . | . | . | . | . | . | . | . | . | . | . | . | . | . | . | . | . | . | . | . | . | . | . | . | . | . | . | . | . | . | . | . | . | . | . | . | . | . | . | . | . | . | . | . | . | . | . | . | . | . | . | . | . | . | 8.883 | 4.02 | 0.108 | . | 13.011 | . | . | . | . | . | . | . | . | . | .
2024 | 1 | RI | 1857 | Block Island Utility District | Preliminary | AC | 0.44 | 0.03 | 0 | 0 | 0.47 | 54 | 5 | 0 | 0 | 59 | . | . | . | . | 0 | . | . | . | . | 0 | . | . | . | . | 0 | . | . | . | . | 0 | . | . | . | . | 0 | . | . | . | . | 0 | . | . | . | . | 0 | . | . | . | . | 0 | . | . | . | . | 0 | . | . | . | . | 0 | . | . | . | . | 0 | . | . | . | . | 0 | . | . | . | . | 0 | . | . | . | . | 0 | . | . | . | . | 0 | 0.44 | 0.03 | NM | 0 | 0.47 | 54 | 5 | 0 | 0 | 59 | 0 | 0 | 0 | 0 | 0
2024 | 1 | RI | 13214 | The Narragansett Electric Co | Preliminary | AC | 99.322 | 309.891 | 5.604 | . | 414.817 | 14247 | 514 | 30 | . | 14791 | 0.01 | 9.504 | . | . | 9.514 | 1 | 4 | . | . | 5 | . | . | . | . | 0 | 0.071 | . | . | . | 0.071 | 10 | . | . | . | 10 | 0.087 | . | . | . | 0.087 | . | . | . | . | 0 | . | . | . | . | 0 | . | . | . | . | 0 | 0.093 | 26.875 | . | . | 26.968 | 20 | 24 | . | . | 44 | . | . | . | . | 0 | . | 2.93 | . | . | 2.93 | . | 4 | . | . | 4 | . | . | . | . | 0 | 99.425 | 349.2 | 5.604 | 0 | 454.229 | 14268 | 546 | 30 | 0 | 14844 | 0 | 0 | 0 | 0 | 0
2024 | 1 | RI | 14537 | Pascoag Utility District | Preliminary | AC | 0.032 | . | . | . | 0.032 | 7 | . | . | . | 7 | . | . | . | . | 0 | . | . | . | . | 0 | 1.938 | . | . | . | 1.938 | . | . | . | . | 0 | . | . | . | . | 0 | . | . | . | . | 0 | . | . | . | . | 0 | . | . | . | . | 0 | . | . | . | . | 0 | . | . | . | . | 0 | . | . | . | . | 0 | . | . | . | . | 0 | . | . | . | . | 0 | . | . | . | . | 0 | . | . | . | . | 0 | 0.032 | NM | NM | 0 | 0.032 | 7 | 0 | 0 | 0 | 7 | 1.938 | 0 | 0 | 0 | 1.938
2024 | 1 | RI | 99999 | Adjustment 2024 | Preliminary |  | . | . | . | . | . | . | . | . | . | . | . | . | . | . | . | . | . | . | . | . | . | . | . | . | . | . | . | . | . | . | . | . | . | . | . | . | . | . | . | . | . | . | . | . | . | . | . | . | . | . | . | . | . | . | . | . | . | . | . | . | . | . | . | . | . | . | . | . | . | . | . | . | . | . | . | . | . | . | . | . | . | . | . | . | . | . | . | . | . | . | . | . | . | . | . | . | . | . | . | .
2024 | 1 | SC | 1613 | Berkeley Electric Coop Inc | Preliminary | AC | 11.028 | 0.141 | . | . | 11.169 | 1736 | 5 | . | . | 1741 | . | . | . | . | 0 | . | . | . | . | 0 | . | . | . | . | 0 | . | . | . | . | 0 | . | . | . | . | 0 | . | . | . | . | 0 | . | . | . | . | 0 | . | . | . | . | 0 | . | . | . | . | 0 | . | . | . | . | 0 | . | . | . | . | 0 | . | . | . | . | 0 | . | . | . | . | 0 | . | . | . | . | 0 | . | . | . | . | 0 | 11.028 | 0.141 | NM | 0 | 11.169 | 1736 | 5 | 0 | 0 | 1741 | 0 | 0 | 0 | 0 | 0
2024 | 1 | SC | 3046 | Duke Energy Progress - (NC) | Preliminary | AC | 17.74 | 3.363 | 5.269 | . | 26.372 | 2205 | 67 | 11 | . | 2283 | . | . | . | . | . | . | . | . | . | . | . | . | . | . | . | . | . | . | . | . | . | . | . | . | . | . | . | . | . | . | . | . | . | . | . | . | . | . | . | . | . | . | . | . | . | . | . | . | . | . | . | . | . | . | . | . | . | . | . | . | . | . | . | . | . | . | . | . | . | . | . | . | . | . | . | 17.74 | 3.363 | 5.269 | 0 | 26.372 | 2205 | 67 | 11 | 0 | 2283 | 0 | 0 | 0 | 0 | 0
2024 | 1 | SC | 5416 | Duke Energy Carolinas, LLC | Preliminary | AC | 97.738 | 19.463 | 10.577 | . | 127.778 | 12100 | 353 | 29 | . | 12482 | . | . | . | . | 0 | . | . | . | . | 0 | . | . | . | . | 0 | . | . | . | . | 0 | . | . | . | . | 0 | . | . | . | . | 0 | . | . | . | . | 0 | . | . | . | . | 0 | . | . | . | . | 0 | 0 | 0.001 | . | . | 0.001 | 0 | 1 | . | . | 1 | . | . | . | . | 0 | . | . | . | . | 0 | . | . | . | . | 0 | . | . | . | . | 0 | 97.738 | 19.464 | 10.577 | 0 | 127.779 | 12100 | 354 | 29 | 0 | 12483 | 0 | 0 | 0 | 0 | 0
2024 | 1 | SC | 14398 | Palmetto Electric Coop Inc | Preliminary | DC | 2.054 | 0.533 | 0 | 0 | 2.587 | 235 | 12 | 0 | 0 | 247 | 0.24 | . | . | . | 0.24 | 87 | . | . | . | 87 | 32.4 | . | . | . | 32.4 | 0.424 | . | . | . | 0.424 | 35 | . | . | . | 35 | 0.77 | . | . | . | 0.77 | . | . | . | . | 0 | . | . | . | . | 0 | . | . | . | . | 0 | . | . | . | . | 0 | . | . | . | . | 0 | . | . | . | . | 0 | . | . | . | . | 0 | . | . | . | . | 0 | . | . | . | . | 0 | 2.294 | 0.533 | NM | 0 | 2.827 | 322 | 12 | 0 | 0 | 334 | 32.4 | 0 | 0 | 0 | 32.4
2024 | 1 | SC | 17539 | Dominion Energy South Carolina, Inc | Preliminary | AC | 111.257 | 20.586 | 2.056 | 0 | 133.899 | 15424 | 239 | 7 | 0 | 15670 | . | . | . | . | . | . | . | . | . | . | 3994.709 | 666.64 | 38.52 | 0 | 4699.869 | 4.302 | 0.032 | . | . | 4.334 | 579 | 4 | . | . | 583 | 9.826 | 0.091 | . | . | 9.917 | . | . | . | . | . | . | . | . | . | . | . | . | . | . | . | . | . | . | . | . | . | . | . | . | . | . | . | . | . | . | . | . | . | . | . | . | . | . | . | . | . | . | . | . | . | 111.257 | 20.586 | 2.056 | 0 | 133.899 | 15424 | 239 | 7 | 0 | 15670 | 3994.709 | 666.64 | 38.52 | 0 | 4699.869
2024 | 1 | SC | 17543 | South Carolina Public Service Authority | Preliminary | AC | 11.964 | . | . | . | 11.964 | 1712 | . | . | . | 1712 | . | . | . | . | . | . | . | . | . | . | . | . | . | . | . | . | . | . | . | . | . | . | . | . | . | . | . | . | . | . | . | . | . | . | . | . | . | . | . | . | . | . | . | . | . | . | . | . | . | . | . | . | . | . | . | . | . | . | . | . | . | . | . | . | . | . | . | . | . | . | . | . | . | . | . | 11.964 | NM | NM | 0 | 11.964 | 1712 | 0 | 0 | 0 | 1712 | 0 | 0 | 0 | 0 | 0
2024 | 1 | SC | 99999 | Adjustment 2024 | Preliminary |  | 45.071 | 4.08 | 0 | 0 | 49.151 | . | . | . | . | . | -0.042 | . | . | . | -0.042 | . | . | . | . | . | . | . | . | . | . | -0.074 | . | . | . | -0.074 | . | . | . | . | . | . | . | . | . | . | . | . | . | . | 0 | . | . | . | . | . | . | . | . | . | . | . | . | . | . | . | . | . | . | . | . | . | . | . | . | . | . | . | . | . | . | . | . | . | . | . | . | . | . | . | . | 45.029 | 4.08 | NM | 0 | 49.109 | . | . | . | . | . | . | . | . | . | .
2024 | 1 | SD | 1769 | Black Hills Electric Coop, Inc | Preliminary | AC | 0.574 | 0.023 | 0 | 0 | 0.597 | 71 | 2 | 0 | 0 | 73 | 0 | 0 | 0 | 0 | 0 | 0 | 0 | 0 | 0 | 0 | 11.103 | 0.04 | 0 | 0 | 11.143 | 0 | 0 | 0 | 0 | 0 | 0 | 0 | 0 | 0 | 0 | 0 | 0 | 0 | 0 | 0 | 0 | 0 | 0 | 0 | 0 | 0 | 0 | 0 | 0 | 0 | 0 | 0 | 0 | 0 | 0 | 0.002 | 0 | 0 | 0 | 0.002 | 1 | 0 | 0 | 0 | 1 | 0 | 0 | 0 | 0 | 0 | 0 | 0 | 0 | 0 | 0 | 0 | 0 | 0 | 0 | 0 | 0 | 0 | 0 | 0 | 0 | 0.576 | 0.023 | NM | 0 | 0.599 | 72 | 2 | 0 | 0 | 74 | 11.103 | 0.04 | 0 | 0 | 11.143
2024 | 1 | SD | 14232 | Otter Tail Power Co | Preliminary | AC | 0.01 | 0.04 | 0 | 0 | 0.05 | 1 | 2 | 0 | 0 | 3 | 0 | 0 | 0 | 0 | 0 | 0 | 0 | 0 | 0 | 0 | 0.08 | 0.213 | 0 | 0 | 0.293 | 0 | 0 | 0 | 0 | 0 | 0 | 0 | 0 | 0 | 0 | 0 | 0 | 0 | 0 | 0 | 0 | 0 | 0 | 0 | 0 | 0 | 0 | 0 | 0 | 0 | 0 | 0 | 0 | 0 | 0 | 0.023 | 0.092 | 0 | 0 | 0.115 | 2 | 2 | 0 | 0 | 4 | 0 | 0.182 | 0 | 0 | 0.182 | 0 | 0 | 0 | 0 | 0 | 0 | 0 | 0 | 0 | 0 | 0 | 0 | 0 | 0 | 0 | 0.033 | 0.132 | NM | 0 | 0.165 | 3 | 4 | 0 | 0 | 7 | 0.08 | 0.395 | 0 | 0 | 0.475
2024 | 1 | SD | 17267 | Sioux Valley SW Elec Coop | Preliminary | DC | 0.266 | 0.078 | . | . | 0.344 | 25 | 6 | . | . | 31 | . | . | . | . | 0 | . | . | . | . | 0 | 1.717 | 0.24 | . | . | 1.957 | . | . | . | . | 0 | . | . | . | . | 0 | . | . | . | . | 0 | . | . | . | . | 0 | . | . | . | . | 0 | . | . | . | . | 0 | 0.023 | . | . | . | 0.023 | 4 | . | . | . | 4 | 0.175 | . | . | . | 0.175 | . | . | . | . | 0 | . | . | . | . | 0 | . | . | . | . | 0 | 0.289 | 0.078 | NM | 0 | 0.367 | 29 | 6 | 0 | 0 | 35 | 1.892 | 0.24 | 0 | 0 | 2.132
2024 | 1 | SD | 19293 | Southeastern Electric Coop Inc - (SD) | Preliminary | AC | 0.115 | 0.034 | . | . | 0.149 | 14 | 4 | . | . | 18 | . | . | . | . | 0 | . | . | . | . | 0 | 2.522 | 0.046 | . | . | 2.568 | . | . | . | . | 0 | . | . | . | . | 0 | . | . | . | . | 0 | . | . | . | . | 0 | . | . | . | . | 0 | . | . | . | . | 0 | . | . | . | . | 0 | . | . | . | . | 0 | . | . | . | . | 0 | . | . | . | . | 0 | . | . | . | . | 0 | . | . | . | . | 0 | 0.115 | 0.034 | NM | 0 | 0.149 | 14 | 4 | 0 | 0 | 18 | 2.522 | 0.046 | 0 | 0 | 2.568
2024 | 1 | SD | 19545 | Black Hills Power, Inc. | Preliminary | DC | 1.25 | 0.702 | 0 | 0 | 1.952 | 202 | 19 | 0 | 0 | 221 | . | . | . | . | . | . | . | . | . | . | . | . | . | . | . | . | . | . | . | . | . | . | . | . | . | . | . | . | . | . | . | . | . | . | . | . | . | . | . | . | . | . | . | . | . | 0.011 | 0.012 | 0 | 0 | 0.023 | 4 | 4 | . | . | 8 | . | . | . | . | . | . | . | . | . | . | . | . | . | . | . | . | . | . | . | . | 1.261 | 0.714 | NM | 0 | 1.975 | 206 | 23 | 0 | 0 | 229 | 0 | 0 | 0 | 0 | 0
2024 | 1 | SD | 20401 | West River Electric Assn Inc | Preliminary | DC | 0.61 | 0.15 | . | . | 0.76 | 74 | 1 | . | . | 75 | . | . | . | . | 0 | . | . | . | . | 0 | 14.212 | 0 | . | . | 14.212 | . | . | . | . | 0 | . | . | . | . | 0 | . | . | . | . | 0 | . | . | . | . | 0 | . | . | . | . | 0 | . | . | . | . | 0 | 0.022 | 0.01 | . | . | 0.032 | 7 | 1 | . | . | 8 | 0.303 | 0.073 | . | . | 0.376 | . | . | . | . | 0 | . | . | . | . | 0 | . | . | . | . | 0 | 0.632 | 0.16 | NM | 0 | 0.792 | 81 | 2 | 0 | 0 | 83 | 14.515 | 0.073 | 0 | 0 | 14.588
2024 | 1 | SD | 99999 | Adjustment 2024 | Preliminary |  | -0.371 | -0.162 | 0 | 0 | -0.533 | . | . | . | . | . | . | . | . | . | 0 | . | . | . | . | . | . | . | . | . | . | . | . | . | . | 0 | . | . | . | . | . | . | . | . | . | . | . | . | . | . | 0 | . | . | . | . | . | . | . | . | . | . | . | . | . | . | . | . | . | . | . | . | . | . | . | . | . | . | . | . | . | . | . | . | . | . | . | . | . | . | . | . | -0.371 | -0.162 | NM | 0 | -0.533 | . | . | . | . | . | . | . | . | . | .
2024 | 1 | TN | 10331 | Kingsport Power Co | Preliminary | AC | 0.538 | 0.425 | . | . | 0.963 | 79 | 12 | . | . | 91 | . | . | . | . | 0 | . | . | . | . | 0 | 6.834 | 19.33 | . | . | 26.164 | 0.196 | . | . | . | 0.196 | 32 | . | . | . | 32 | 0.395 | . | . | . | 0.395 | 0 | . | . | . | 0 | 0 | . | . | . | 0 | 0 | . | . | . | 0 | 0 | . | . | . | 0 | 0 | . | . | . | 0 | 0 | . | . | . | 0 | 0 | . | . | . | 0 | 0 | . | . | . | 0 | 0 | . | . | . | 0 | 0.538 | 0.425 | NM | 0 | 0.963 | 79 | 12 | 0 | 0 | 91 | 6.834 | 19.33 | 0 | 0 | 26.164
2024 | 1 | TN | 99999 | Adjustment 2024 | Preliminary |  | . | . | . | . | . | . | . | . | . | . | . | . | . | . | . | . | . | . | . | . | . | . | . | . | . | . | . | . | . | . | . | . | . | . | . | . | . | . | . | . | . | . | . | . | . | . | . | . | . | . | . | . | . | . | . | . | . | . | . | . | . | . | . | . | . | . | . | . | . | . | . | . | . | . | . | . | . | . | . | . | . | . | . | . | . | . | . | . | . | . | . | . | . | . | . | . | . | . | . | .
2024 | 1 | TX | 5701 | El Paso Electric Co | Preliminary | AC | 123.674 | 5.663 | . | . | 129.337 | 23773 | 160 | . | . | 23933 | 0.045 | 0.001 | . | . | 0.046 | 23 | 11 | . | . | 34 | 1493.233 | 44.811 | . | . | 1538.044 | 1.372 | 0.008 | . | . | 1.38 | 170 | 1 | . | . | 171 | 1 | 0 | 0 | . | 1 | 0 | 0 | 0 | . | 0 | . | . | . | . | 0 | . | . | . | . | 0 | 0.008 | 0.048 | . | . | 0.056 | 2 | 4 | . | . | 6 | . | . | . | . | 0 | . | . | . | . | 0 | . | . | . | . | 0 | . | . | . | . | 0 | 123.727 | 5.712 | NM | 0 | 129.439 | 23798 | 175 | 0 | 0 | 23973 | 1493.233 | 44.811 | 0 | 0 | 1538.044
2024 | 1 | TX | 16604 | City of San Antonio - (TX) | Preliminary | AC | 368.807 | 118.008 | 0 | 0 | 486.815 | 43399 | 859 | 0 | 0 | 44258 | . | . | . | . | . | . | . | . | . | . | . | . | . | . | . | . | . | . | . | . | . | . | . | . | . | . | . | . | . | . | . | . | . | . | . | . | . | . | . | . | . | . | . | . | . | . | . | . | . | . | . | . | . | . | . | . | . | . | . | . | . | . | . | . | . | . | . | . | . | . | . | . | . | . | . | 368.807 | 118.008 | NM | 0 | 486.815 | 43399 | 859 | 0 | 0 | 44258 | 0 | 0 | 0 | 0 | 0
2024 | 1 | TX | 55937 | Entergy Texas Inc. | Preliminary | DC | 46.23 | 1.03 | 0.236 | 0 | 47.496 | 4738 | 39 | 11 | 0 | 4788 | . | . | . | . | . | . | . | . | . | . | . | . | . | . | . | . | . | . | . | . | . | . | . | . | . | . | . | . | . | . | . | . | . | . | . | . | . | . | . | . | . | . | . | . | . | 0.006 | . | . | . | 0.006 | 3 | . | . | . | 3 | . | . | . | . | . | . | . | . | . | . | . | . | . | . | . | . | . | . | . | . | 46.236 | 1.03 | 0.236 | 0 | 47.502 | 4741 | 39 | 11 | 0 | 4791 | 0 | 0 | 0 | 0 | 0
2024 | 1 | TX | 65610 | Ammper Power LLC | Preliminary | AC | 0 | 0.2 | 0 | 0 | 0.2 | 0 | 2 | 0 | 0 | 2 | 0 | 0 | 0 | 0 | 0 | 0 | 0 | 0 | 0 | 0 | 0 | 6.5 | 0 | 0 | 6.5 | 0 | 0 | 0 | 0 | 0 | 0 | 0 | 0 | 0 | 0 | 0 | 0 | 0 | 0 | 0 | 0 | 0 | 0 | 0 | 0 | 0 | 0 | 0 | 0 | 0 | 0 | 0 | 0 | 0 | 0 | 0 | 0 | 0 | 0 | 0 | 0 | 0 | 0 | 0 | 0 | 0 | 0 | 0 | 0 | 0 | 0 | 0.4 | 0 | 0 | 0.4 | 0 | 1 | 0 | 0 | 1 | 0 | 5.37 | 0 | 0 | 5.37 | NM | 0.6 | NM | 0 | 0.6 | 0 | 3 | 0 | 0 | 3 | 0 | 11.87 | 0 | 0 | 11.87
2024 | 1 | TX | 99999 | Adjustment 2024 | Preliminary |  | 458.794 | 47.752 | NM | 0 | 508.359 | . | . | . | . | . | . | . | . | . | . | . | . | . | . | . | . | . | . | . | . | . | . | . | . | . | . | . | . | . | . | . | . | . | . | . | . | . | . | . | . | . | . | . | . | . | . | . | . | . | . | . | . | . | . | . | . | . | . | . | . | . | . | . | . | . | . | . | . | . | . | . | . | . | . | . | . | . | . | . | . | 458.794 | 47.752 | NM | 0 | 508.359 | . | . | . | . | . | . | . | . | . | .
2024 | 1 | UT | 2010 | City of Bountiful | Preliminary | DC | 1.807 | 0.086 | . | . | 1.893 | 260 | 6 | . | . | 266 | . | . | . | . | 0 | . | . | . | . | 0 | . | . | . | . | 0 | . | . | . | . | 0 | . | . | . | . | 0 | . | . | . | . | 0 | . | . | . | . | 0 | . | . | . | . | 0 | . | . | . | . | 0 | . | . | . | . | 0 | . | . | . | . | 0 | . | . | . | . | 0 | . | . | . | . | 0 | . | . | . | . | 0 | . | . | . | . | 0 | 1.807 | 0.086 | NM | 0 | 1.893 | 260 | 6 | 0 | 0 | 266 | 0 | 0 | 0 | 0 | 0
2024 | 1 | UT | 11135 | City of Logan - (UT) | Preliminary | DC | 3.56 | 1.392 | 0 | 0 | 4.952 | 457 | 35 | 0 | 0 | 492 | . | . | . | . | 0 | . | . | . | . | 0 | . | . | . | . | 0 | . | . | . | . | 0 | . | . | . | . | 0 | . | . | . | . | 0 | . | . | . | . | 0 | . | . | . | . | 0 | . | . | . | . | 0 | . | . | . | . | 0 | . | . | . | . | 0 | . | . | . | . | 0 | . | . | . | . | 0 | . | . | . | . | 0 | . | . | . | . | 0 | 3.56 | 1.392 | NM | 0 | 4.952 | 457 | 35 | 0 | 0 | 492 | 0 | 0 | 0 | 0 | 0
2024 | 1 | UT | 12866 | Moon Lake Electric Assn Inc | Preliminary | AC | 0.632 | 0.046 | 0 | 0 | 0.678 | 79 | 4 | 0 | 0 | 83 | 0 | 0 | 0 | 0 | 0 | 0 | 0 | 0 | 0 | 0 | 0 | 0 | 0 | 0 | 0 | . | . | . | . | 0 | . | . | . | . | 0 | . | . | . | . | 0 | . | . | . | . | 0 | . | . | . | . | 0 | . | . | . | . | 0 | . | . | . | . | 0 | . | . | . | . | 0 | . | . | . | . | 0 | . | . | . | . | 0 | . | . | . | . | 0 | . | . | . | . | 0 | 0.632 | 0.046 | NM | 0 | 0.678 | 79 | 4 | 0 | 0 | 83 | 0 | 0 | 0 | 0 | 0
2024 | 1 | UT | 14354 | PacifiCorp | Preliminary | DC | 480.345 | 89.771 | 10.376 | 0 | 580.492 | 67921 | 1398 | 100 | 0 | 69419 | . | . | . | . | 0 | . | . | . | . | 0 | . | . | . | . | 0 | 50.857 | 1.456 | 0 | 0 | 52.313 | 6047 | 31 | 0 | 0 | 6078 | 130.37 | 3.342 | 0 | 0 | 133.712 | 0.054 | 0 | 0 | 0 | 0.054 | 5 | 0 | 0 | 0 | 5 | 0.123 | 0 | 0 | 0 | 0.123 | 0.15 | 0.031 | 0 | 0 | 0.181 | 45 | 9 | 0 | 0 | 54 | . | . | . | . | 0 | 0.117 | 0.363 | 0.011 | 0 | 0.491 | 19 | 11 | 2 | 0 | 32 | . | . | . | . | 0 | 480.612 | 90.165 | 10.387 | 0 | 581.164 | 67985 | 1418 | 102 | 0 | 69505 | 0 | 0 | 0 | 0 | 0
2024 | 1 | UT | 15444 | Provo City Corp | Preliminary | AC | 8.033 | 0.477 | . | . | 8.51 | 1169 | 20 | . | . | 1189 | . | . | . | . | 0 | . | . | . | . | 0 | 192.745 | 2.877 | . | . | 195.622 | . | . | . | . | 0 | . | . | . | . | 0 | . | . | . | . | 0 | . | . | . | . | 0 | . | . | . | . | 0 | . | . | . | . | 0 | . | . | . | . | 0 | . | . | . | . | 0 | . | . | . | . | 0 | . | . | . | . | 0 | . | . | . | . | 0 | . | . | . | . | 0 | 8.033 | 0.477 | NM | 0 | 8.51 | 1169 | 20 | 0 | 0 | 1189 | 192.745 | 2.877 | 0 | 0 | 195.622
2024 | 1 | UT | 17845 | City of Springville - (UT) | Preliminary | AC | 1.846 | 0.587 | . | . | 2.433 | 281 | 3 | . | . | 284 | . | . | . | . | 0 | . | . | . | . | 0 | . | . | . | . | 0 | . | . | . | . | 0 | . | . | . | . | 0 | . | . | . | . | 0 | . | . | . | . | 0 | . | . | . | . | 0 | . | . | . | . | 0 | 0.003 | . | . | . | 0.003 | 1 | . | . | . | 1 | . | . | . | . | 0 | . | . | . | . | 0 | . | . | . | . | 0 | . | . | . | . | 0 | 1.849 | 0.587 | NM | 0 | 2.436 | 282 | 3 | 0 | 0 | 285 | 0 | 0 | 0 | 0 | 0
2024 | 1 | UT | 17874 | City of St George | Preliminary | DC | 6.23 | 1.523 | 0 | 0 | 7.753 | 741 | 32 | 0 | 0 | 773 | . | . | . | . | . | . | . | . | . | . | . | . | . | . | . | . | . | . | . | . | . | . | . | . | . | . | . | . | . | . | . | . | . | . | . | . | . | . | . | . | . | . | . | . | . | . | . | . | . | . | . | . | . | . | . | . | . | . | . | . | . | . | . | . | . | . | . | . | . | . | . | . | . | . | . | 6.23 | 1.523 | NM | 0 | 7.753 | 741 | 32 | 0 | 0 | 773 | 0 | 0 | 0 | 0 | 0
2024 | 1 | UT | 18206 | Strawberry Electric Serv Dist | Preliminary | AC | 1.432 | 0.03 | . | . | 1.462 | 206 | 3 | . | . | 209 | . | . | . | . | 0 | . | . | . | . | 0 | 22.519 | 0.69 | . | . | 23.209 | . | . | . | . | 0 | . | . | . | . | 0 | . | . | . | . | 0 | . | . | . | . | 0 | . | . | . | . | 0 | . | . | . | . | 0 | 0.026 | . | . | . | 0.026 | 10 | . | . | . | 10 | 0 | . | . | . | 0 | . | . | . | . | 0 | . | . | . | . | 0 | . | . | . | . | 0 | 1.458 | 0.03 | NM | 0 | 1.488 | 216 | 3 | 0 | 0 | 219 | 22.519 | 0.69 | 0 | 0 | 23.209
2024 | 1 | UT | 99999 | Adjustment 2024 | Preliminary |  | -65.329 | -12.127 | -1.81 | 0 | -79.266 | . | . | . | . | . | . | . | . | . | 0 | . | . | . | . | . | . | . | . | . | . | -8.869 | -0.254 | 0 | 0 | -9.123 | . | . | . | . | . | . | . | . | . | . | -0.009 | 0 | 0 | 0 | -0.009 | . | . | . | . | . | . | . | . | . | . | . | . | . | . | . | . | . | . | . | . | . | . | . | . | . | . | . | . | . | . | . | . | . | . | . | . | . | . | . | . | -65.329 | -12.127 | -1.81 | 0 | -79.266 | . | . | . | . | . | . | . | . | . | .
2024 | 1 | VA | 84 | A & N Electric Coop | Preliminary | AC | 1.197 | 0.439 | 0 | 0 | 1.636 | 157 | 25 | 0 | 0 | 182 | 0 | 0 | 0 | 0 | 0 | 0 | 0 | 0 | 0 | 0 | 0 | 0 | 0 | 0 | 0 | 0 | 0 | 0 | 0 | 0 | 0 | 0 | 0 | 0 | 0 | 0 | 0 | 0 | 0 | 0 | 0 | 0 | 0 | 0 | 0 | 0 | 0 | 0 | 0 | 0 | 0 | 0 | 0 | 0 | 0 | 0.012 | 0.002 | 0 | 0 | 0.014 | 5 | 1 | 0 | 0 | 6 | 0 | 0 | 0 | 0 | 0 | 0 | 0 | 0 | 0 | 0 | 0 | 0 | 0 | 0 | 0 | 0 | 0 | 0 | 0 | 0 | 1.209 | 0.441 | NM | 0 | 1.65 | 162 | 26 | 0 | 0 | 188 | 0 | 0 | 0 | 0 | 0
2024 | 1 | VA | 733 | Appalachian Power Co | Preliminary | AC | 28.57 | 5.831 | 0.19 | 0 | 34.591 | 3910 | 159 | 6 | 0 | 4075 | 0 | 0.945 | 0 | 0 | 0.945 | 0 | 3 | 0 | 0 | 3 | 857.635 | 194.253 | 2.89 | 0 | 1054.778 | 2.941 | 0.09 | 0 | 0 | 3.031 | 621 | 10 | 0 | 0 | 631 | 6.303 | 0.235 | 0 | 0 | 6.538 | 0 | 0.003 | 0 | 0 | 0.003 | 0 | 1 | 0 | 0 | 1 | 0 | 0.003 | 0 | 0 | 0.003 | 0.06 | 0.035 | 0 | 0 | 0.095 | 15 | 4 | 0 | 0 | 19 | 0.692 | 0.08 | 0 | 0 | 0.772 | 0 | 0.001 | 0 | 0 | 0.001 | 0 | 1 | 0 | 0 | 1 | 0 | 0 | 0 | 0 | 0 | 28.63 | 6.812 | 0.19 | 0 | 35.632 | 3925 | 167 | 6 | 0 | 4098 | 858.327 | 194.333 | 2.89 | 0 | 1055.55
2024 | 1 | VA | 10171 | Kentucky Utilities Co | Preliminary | DC | 0.503 | 7.138 | . | . | 7.641 | 57 | 18 | . | . | 75 | . | . | . | . | 0 | . | . | . | . | 0 | 17.701 | 112.093 | . | . | 129.794 | 0.114 | . | . | . | 0.114 | 22 | . | . | . | 22 | . | . | . | . | 0 | . | . | . | . | 0 | . | . | . | . | 0 | . | . | . | . | 0 | . | . | . | . | 0 | . | . | . | . | 0 | . | . | . | . | 0 | . | . | . | . | 0 | . | . | . | . | 0 | . | . | . | . | 0 | 0.503 | 7.138 | NM | 0 | 7.641 | 57 | 18 | 0 | 0 | 75 | 17.701 | 112.093 | 0 | 0 | 129.794
2024 | 1 | VA | 17066 | Shenandoah Valley Elec Coop | Preliminary | AC | 9.101 | 4.949 | 3.756 | . | 17.806 | 1135 | 71 | 23 | . | 1229 | . | . | . | . | 0 | . | . | . | . | 0 | . | . | . | . | 0 | . | . | . | . | 0 | . | . | . | . | 0 | . | . | . | . | 0 | . | . | . | . | 0 | . | . | . | . | 0 | . | . | . | . | 0 | 0.034 | . | . | . | 0 | 8 | . | . | . | 0 | . | . | . | . | 0 | . | . | . | . | 0 | . | . | . | . | 0 | . | . | . | . | 0 | 9.135 | 4.949 | 3.756 | 0 | 17.84 | 1143 | 71 | 23 | 0 | 1237 | 0 | 0 | 0 | 0 | 0
2024 | 1 | VA | 19876 | Virginia Electric & Power Co | Preliminary | AC | 332.153 | 152.092 | 0.121 | . | 484.366 | 44993 | 1062 | 8 | . | 46063 | . | . | . | . | . | . | . | . | . | . | . | . | . | . | . | . | . | . | . | . | . | . | . | . | . | . | . | . | . | . | . | . | . | . | . | . | . | . | . | . | . | . | . | . | . | 0.078 | 0.112 | . | . | 0.19 | 29 | 10 | . | . | 39 | . | . | . | . | . | . | . | . | . | . | . | . | . | . | . | . | . | . | . | . | 332.231 | 152.204 | 0.121 | 0 | 484.556 | 45022 | 1072 | 8 | 0 | 46102 | 0 | 0 | 0 | 0 | 0
2024 | 1 | VA | 19882 | Virginia Tech Electric Service | Preliminary | AC | 0.437 | 0.145 | 0 | 0 | 0.582 | 80 | 5 | 0 | 0 | 85 | 0 | 0 | 0 | 0 | 0 | 0 | 0 | 0 | 0 | 0 | 0 | 0 | 0 | 0 | 0 | 0 | 0 | 0 | 0 | 0 | 0 | 0 | 0 | 0 | 0 | 0 | 0 | 0 | 0 | 0 | 0 | 0 | 0 | 0 | 0 | 0 | 0 | 0 | 0 | 0 | 0 | 0 | 0 | 0 | 0 | 0 | 0 | 0 | 0 | 0 | 0 | 0 | 0 | 0 | 0 | 0 | 0 | 0 | 0 | 0 | 0 | 0 | 0 | 0 | 0 | 0 | 0 | 0 | 0 | 0 | 0 | 0 | 0 | 0 | 0 | 0.437 | 0.145 | NM | 0 | 0.582 | 80 | 5 | 0 | 0 | 85 | 0 | 0 | 0 | 0 | 0
2024 | 1 | VA | 40228 | Rappahannock Electric Coop | Preliminary | AC | 22.826 | 6.04 | . | . | 28.866 | 2928 | 86 | . | . | 3014 | . | . | . | . | . | . | . | . | . | . | . | . | . | . | . | . | . | . | . | . | . | . | . | . | . | . | . | . | . | . | . | . | . | . | . | . | . | . | . | . | . | . | . | . | . | 0.022 | . | . | . | 0.022 | 6 | . | . | . | 6 | . | . | . | . | . | . | 0.839 | . | . | . | . | 1 | . | . | . | . | . | . | . | . | 22.848 | 6.879 | NM | 0 | 29.727 | 2934 | 87 | 0 | 0 | 3021 | 0 | 0 | 0 | 0 | 0
2024 | 1 | VA | 99999 | Adjustment 2024 | Preliminary |  | 45.64 | 7.325 | 0.01 | . | 52.975 | . | . | . | . | . | . | . | . | . | 0 | . | . | . | . | . | . | . | . | . | . | -0.02 | . | . | . | -0.02 | . | . | . | . | . | . | . | . | . | . | . | . | . | . | 0 | . | . | . | . | . | . | . | . | . | . | . | . | . | . | . | . | . | . | . | . | . | . | . | . | . | . | . | . | . | . | . | . | . | . | . | . | . | . | . | . | 45.64 | 7.325 | 0.01 | . | 52.975 | . | . | . | . | . | . | . | . | . | .
2024 | 1 | VT | 2548 | City of Burlington Electric - (VT) | Preliminary | AC | 1.721 | 0.426 | 0.038 | 0 | 2.185 | 317 | 23 | 1 | 0 | 341 | 0.175 | 3.566 | 0 | 0 | 3.741 | 68 | 87 | 0 | 0 | 155 | 16.117 | 95.115 | 0 | . | 111.232 | . | . | . | . | 0 | . | . | . | . | 0 | . | . | . | . | 0 | . | . | . | . | 0 | . | . | . | . | 0 | . | . | . | . | 0 | 0 | 0.01 | 0 | 0 | 0.01 | 0 | 1 | 0 | 0 | 1 | . | . | . | . | 0 | . | . | . | . | 0 | . | . | . | . | 0 | . | . | . | . | 0 | 1.896 | 4.002 | 0.038 | 0 | 5.936 | 385 | 111 | 1 | 0 | 497 | 16.117 | 95.115 | 0 | 0 | 111.232
2024 | 1 | VT | 7601 | Green Mountain Power Corp | Preliminary | AC | 74.768 | 53.904 | 0.197 | 0 | 128.869 | 6207 | 547 | 4 | 0 | 6758 | . | . | . | . | 0 | . | . | . | . | 0 | . | . | . | . | 0 | . | . | . | . | 0 | . | . | . | . | 0 | . | . | . | . | 0 | . | . | . | . | 0 | . | . | . | . | 0 | . | . | . | . | 0 | 0.192 | . | . | . | 0.192 | 14 | . | . | . | 14 | . | . | . | . | 0 | 0.916 | 0.22 | . | . | 1.136 | 55 | 2 | . | . | 57 | . | . | . | . | 0 | 75.876 | 54.124 | 0.197 | 0 | 130.197 | 6276 | 549 | 4 | 0 | 6829 | 0 | 0 | 0 | 0 | 0
2024 | 1 | VT | 19791 | Vermont Electric Cooperative, Inc | Preliminary | AC | 19.705 | 1.634 | 0 | 0 | 21.339 | 2434 | 28 | 0 | 0 | 2462 | 1.666 | 7.256 | 0 | 0 | 8.922 | 108 | 51 | 0 | 0 | 159 | . | . | . | . | . | . | . | . | . | . | . | . | . | . | . | . | . | . | . | . | . | . | . | . | . | . | . | . | . | . | . | . | . | . | . | 0.159 | 0.078 | 0 | 0 | 0.237 | 28 | 5 | 0 | 0 | 33 | . | . | . | . | . | 0.009 | 0.282 | 0 | 0 | . | 1 | 2 | 0 | 0 | . | . | . | . | . | . | 21.539 | 9.25 | NM | 0 | 30.789 | 2571 | 86 | 0 | 0 | 2657 | 0 | 0 | 0 | 0 | 0
2024 | 1 | VT | 99999 | Adjustment 2024 | Preliminary |  | 14.088 | 4.127 | 1.152 | . | 19.367 | . | . | . | . | . | . | . | . | . | . | . | . | . | . | . | . | . | . | . | . | . | . | . | . | . | . | . | . | . | . | . | . | . | . | . | . | . | . | . | . | . | . | . | . | . | . | . | . | . | . | . | . | . | . | . | . | . | . | . | . | . | . | . | . | . | . | . | . | . | . | . | . | . | . | . | . | . | . | . | . | 14.088 | 4.127 | 1.152 | . | 19.367 | . | . | . | . | . | . | . | . | . | .
2024 | 1 | WA | 3660 | PUD No 1 of Clark County - (WA) | Preliminary | AC | 20.194 | 0.88 | . | . | 21.074 | 2779 | 36 | . | . | 2815 | 0.406 | 0.053 | . | . | 0.459 | 696 | 5 | . | . | 701 | 119.84 | 6.03 | . | . | 125.87 | 1.28 | 0.007 | . | . | 1.287 | 145 | 1 | . | . | 146 | 3.145 | 0.02 | . | . | 3.165 | 0.03 | . | . | . | 0.03 | 3 | . | . | . | 3 | 0.081 | . | . | . | 0.081 | 0.066 | 0.002 | . | . | 0.068 | 4 | 1 | . | . | 5 | 0.16 | 0 | . | . | 0.16 | 0.016 | . | . | . | 0.016 | 1 | . | . | . | 1 | 1.44 | . | . | . | 1.44 | 20.682 | 0.935 | NM | 0 | 21.617 | 3480 | 42 | 0 | 0 | 3522 | 121.44 | 6.03 | 0 | 0 | 127.47
2024 | 1 | WA | 4442 | PUD No 1 of Cowlitz County | Preliminary | AC | 4.585 | 0.012 | . | . | 4.597 | 499 | 1 | . | . | 500 | 0.059 | . | . | . | 0.059 | 78 | . | . | . | 78 | . | . | . | . | 0 | 0.137 | . | . | . | 0.137 | 11 | . | . | . | 11 | 0.176 | . | . | . | 0.176 | . | . | . | . | 0 | . | . | . | . | 0 | . | . | . | . | 0 | 0.007 | . | . | . | 0.007 | 3 | . | . | . | 3 | . | . | . | . | 0 | 0.004 | . | . | . | 0.004 | 1 | . | . | . | 1 | . | . | . | . | 0 | 4.655 | 0.012 | NM | 0 | 4.667 | 581 | 1 | 0 | 0 | 582 | 0 | 0 | 0 | 0 | 0
2024 | 1 | WA | 14354 | PacifiCorp | Preliminary | DC | 29.082 | 8.56 | 1.006 | 0 | 38.648 | 2628 | 224 | 21 | 0 | 2873 | . | . | . | . | 0 | . | . | . | . | 0 | . | . | . | . | 0 | 0.509 | 0.008 | 0 | 0 | 0.517 | 49 | 1 | 0 | 0 | 50 | 0.75 | 0.019 | 0 | 0 | 0.769 | . | . | . | . | 0 | . | . | . | . | 0 | . | . | . | . | 0 | 0.03 | 0 | 0 | 0 | 0.03 | 4 | 0 | 0 | 0 | 4 | . | . | . | . | 0 | . | . | . | . | 0 | . | . | . | . | 0 | . | . | . | . | 0 | 29.112 | 8.56 | 1.006 | 0 | 38.678 | 2632 | 224 | 21 | 0 | 2877 | 0 | 0 | 0 | 0 | 0
2024 | 1 | WA | 15500 | Puget Sound Energy Inc | Preliminary | AC | 151.17 | 23.895 | 0.304 | 0 | 175.369 | 20507 | 1287 | 7 | 0 | 21801 | 0 | 0 | 0 | 0 | 0 | 0 | 0 | 0 | 0 | 0 | 0 | 0 | 0 | 0 | 0 | 8.926 | 0.183 | 0 | 0 | 9.109 | 1367 | 52 | 0 | 0 | 1419 | 18.05 | 0.451 | 0 | 0 | 18.501 | 0 | 0 | 0 | 0 | 0 | 0 | 0 | 0 | 0 | 0 | 0 | 0 | 0 | 0 | 0 | 0.058 | 0.016 | 0 | 0 | 0.074 | 20 | 7 | 0 | 0 | 27 | 0 | 0 | 0 | 0 | 0 | 0.116 | 0.223 | 0.014 | 0 | 0.353 | 15 | 7 | 1 | 0 | 23 | 0 | 0 | 0 | 0 | 0 | 151.344 | 24.134 | 0.318 | 0 | 175.796 | 20542 | 1301 | 8 | 0 | 21851 | 0 | 0 | 0 | 0 | 0
2024 | 1 | WA | 16868 | City of Seattle - (WA) | Preliminary | DC | 50.641 | 8.63 | . | . | 59.271 | 6932 | 431 | . | . | 7363 | . | . | . | . | . | . | . | . | . | . | . | . | . | . | . | 1.67 | 0.022 | . | . | 1.692 | 71 | 2 | . | . | 73 | . | . | . | . | . | . | . | . | . | . | . | . | . | . | . | . | . | . | . | . | . | . | . | . | . | . | . | . | . | . | . | . | . | . | . | . | . | . | . | . | . | . | . | . | . | . | . | . | . | . | 50.641 | 8.63 | NM | 0 | 59.271 | 6932 | 431 | 0 | 0 | 7363 | 0 | 0 | 0 | 0 | 0
2024 | 1 | WA | 17470 | PUD No 1 of Snohomish County | Preliminary | DC | 37.213 | 3.925 | . | . | 41.138 | 4248 | 167 | . | . | 4415 | . | . | . | . | 0 | . | . | . | . | 0 | . | . | . | . | 0 | 0.552 | . | . | . | 0.552 | 219 | . | . | . | 219 | 5.262 | . | . | . | 5.262 | . | . | . | . | 0 | . | . | . | . | 0 | . | . | . | . | 0 | 0.01 | . | . | . | 0.01 | 4 | . | . | . | 4 | . | . | . | . | 0 | . | . | . | . | 0 | . | . | . | . | 0 | . | . | . | . | 0 | 37.223 | 3.925 | NM | 0 | 41.148 | 4252 | 167 | 0 | 0 | 4419 | 0 | 0 | 0 | 0 | 0
2024 | 1 | WA | 18429 | City of Tacoma - (WA) | Preliminary | AC | 16.34 | 0.975 | . | . | 17.315 | 2451 | 63 | . | . | 2514 | . | . | . | . | . | . | . | . | . | . | . | . | . | . | . | . | . | . | . | . | . | . | . | . | . | . | . | . | . | . | . | . | . | . | . | . | . | . | . | . | . | . | . | . | . | . | . | . | . | . | . | . | . | . | . | . | . | . | . | . | . | . | . | . | . | . | . | . | . | . | . | . | . | . | . | 16.34 | 0.975 | NM | 0 | 17.315 | 2451 | 63 | 0 | 0 | 2514 | 0 | 0 | 0 | 0 | 0
2024 | 1 | WA | 20169 | Avista Corp | Preliminary | AC | 20.217 | 2.421 | . | . | 22.638 | 3262 | 157 | . | . | 3419 | . | . | . | . | 0 | . | . | . | . | 0 | . | . | . | . | 0 | . | . | . | . | 0 | . | . | . | . | 0 | . | . | . | . | 0 | . | . | . | . | 0 | . | . | . | . | 0 | . | . | . | . | 0 | 0.061 | 0.02 | . | . | 0.081 | 16 | 1 | . | . | 17 | . | . | . | . | 0 | 0.025 | . | . | . | 0.025 | 4 | . | . | . | 4 | . | . | . | . | 0 | 20.303 | 2.441 | NM | 0 | 22.744 | 3282 | 158 | 0 | 0 | 3440 | 0 | 0 | 0 | 0 | 0
2024 | 1 | WA | 99999 | Adjustment 2024 | Preliminary |  | 46.436 | 2.162 | -0.134 | 0 | 48.463 | . | . | . | . | . | . | . | . | . | 0 | . | . | . | . | . | . | . | . | . | . | -0.476 | -0.005 | 0 | 0 | -0.482 | . | . | . | . | . | . | . | . | . | . | . | . | . | . | 0 | . | . | . | . | . | . | . | . | . | . | . | . | . | . | . | . | . | . | . | . | . | . | . | . | . | . | . | . | . | . | . | . | . | . | . | . | . | . | . | . | 46.436 | 2.162 | -0.134 | 0 | 48.463 | . | . | . | . | . | . | . | . | . | .
2024 | 1 | WI | 4715 | Dahlberg Light & Power Co | Preliminary | AC | 0.416 | 0.123 | . | . | 0.539 | 59 | 2 | . | . | 61 | . | . | . | . | 0 | . | . | . | . | 0 | 0.021 | 0 | . | . | 0.021 | . | . | . | . | 0 | . | . | . | . | 0 | . | . | . | . | 0 | . | . | . | . | 0 | . | . | . | . | 0 | . | . | . | . | 0 | . | . | . | . | 0 | . | . | . | . | 0 | . | . | . | . | 0 | . | . | . | . | 0 | . | . | . | . | 0 | . | . | . | . | 0 | 0.416 | 0.123 | NM | 0 | 0.539 | 59 | 2 | 0 | 0 | 61 | 0.021 | 0 | 0 | 0 | 0.021
2024 | 1 | WI | 5574 | East Central Energy | Preliminary | AC | 0.31 | 0.02 | 0 | 0 | 0.33 | 37 | 1 | 0 | 0 | 38 | . | . | . | . | 0 | . | . | . | . | 0 | 0.031 | 0 | 0 | 0 | 0.031 | . | . | . | . | 0 | . | . | . | . | 0 | . | . | . | . | 0 | . | . | . | . | 0 | . | . | . | . | 0 | . | . | . | . | 0 | 0.022 | 0 | 0 | 0 | 0.022 | 2 | 0 | 0 | 0 | 2 | 0 | 0 | 0 | 0 | 0 | . | . | . | . | 0 | . | . | . | . | 0 | . | . | . | . | 0 | 0.332 | 0.02 | NM | 0 | 0.352 | 39 | 1 | 0 | 0 | 40 | 0.031 | 0 | 0 | 0 | 0.031
2024 | 1 | WI | 11479 | Madison Gas & Electric Co | Preliminary | AC | 14.021 | 36.557 | . | . | 50.578 | 2254 | 303 | . | . | 2557 | . | . | . | . | 0 | . | . | . | . | 0 | 123.303 | 91.043 | . | . | 214.346 | . | . | . | . | 0 | . | . | . | . | 0 | . | . | . | . | 0 | . | . | . | . | 0 | . | . | . | . | 0 | . | . | . | . | 0 | 0.04 | 0.02 | . | . | 0.06 | 4 | 1 | . | . | 5 | 0.342 | 0 | . | . | 0.342 | . | 0.4 | . | . | 0.4 | . | 1 | . | . | 1 | . | . | . | . | 0 | 14.061 | 36.977 | NM | 0 | 51.038 | 2258 | 305 | 0 | 0 | 2563 | 123.645 | 91.043 | 0 | 0 | 214.688
2024 | 1 | WI | 13697 | North Central Power Co Inc | Preliminary | AC | 0.411 | . | . | . | 0.411 | 49 | . | . | . | 49 | . | . | . | . | 0 | . | . | . | . | 0 | 0.855 | . | . | . | 0.855 | . | . | . | . | 0 | . | . | . | . | 0 | . | . | . | . | 0 | . | . | . | . | 0 | . | . | . | . | 0 | . | . | . | . | 0 | . | . | . | . | 0 | . | . | . | . | 0 | . | . | . | . | 0 | . | . | . | . | 0 | . | . | . | . | 0 | . | . | . | . | 0 | 0.411 | NM | NM | 0 | 0.411 | 49 | 0 | 0 | 0 | 49 | 0.855 | 0 | 0 | 0 | 0.855
2024 | 1 | WI | 13780 | Northern States Power Co | Preliminary | AC | 2.52 | 0.505 | 0 | 0 | 3.025 | 334 | 25 | 0 | 0 | 359 | 0.334 | 2.695 | 0 | 0 | 3.029 | 100 | 49 | 0 | 0 | 149 | . | . | . | . | . | . | . | . | . | . | . | . | . | . | . | . | . | . | . | . | . | . | . | . | . | . | . | . | . | . | . | . | . | . | . | . | . | . | . | . | . | . | . | . | . | . | . | . | . | . | . | . | . | . | . | . | . | . | . | . | . | . | . | . | . | 2.854 | 3.2 | NM | 0 | 6.054 | 434 | 74 | 0 | 0 | 508 | 0 | 0 | 0 | 0 | 0
2024 | 1 | WI | 13815 | Northwestern Wisconsin Elec Co | Preliminary | AC | 0.639 | 0.103 | 0 | 0 | 0.742 | 86 | 11 | 0 | 0 | 97 | . | . | . | . | 0 | . | . | . | . | 0 | 0.389 | 0.163 | 0 | 0 | 0.552 | . | . | . | . | 0 | . | . | . | . | 0 | . | . | . | . | 0 | . | . | . | . | 0 | . | . | . | . | 0 | . | . | . | . | 0 | 0.02 | 0.04 | 0 | 0 | 0.06 | 1 | 2 | 0 | 0 | 3 | 0 | 0 | 0 | 0 | 0 | . | . | . | . | 0 | . | . | . | . | 0 | . | . | . | . | 0 | 0.659 | 0.143 | NM | 0 | 0.802 | 87 | 13 | 0 | 0 | 100 | 0.389 | 0.163 | 0 | 0 | 0.552
2024 | 1 | WI | 20847 | Wisconsin Electric Power Co | Preliminary | DC | 41.595 | 11.157 | 15.714 | . | 68.466 | 4631 | 316 | 88 | . | 5035 | . | . | . | . | 0 | . | . | . | . | 0 | . | . | . | . | 0 | 0.741 | 0.193 | . | . | 0.934 | 92 | 5 | . | . | 97 | . | . | . | . | 0 | . | . | . | . | 0 | . | . | . | . | 0 | . | . | . | . | 0 | 0.437 | 0.799 | 0.02 | . | 1.256 | 32 | 31 | 1 | . | 64 | . | . | . | . | 0 | . | 0.025 | . | . | 0.025 | . | 3 | . | . | 3 | . | . | . | . | 0 | 42.032 | 11.981 | 15.734 | 0 | 69.747 | 4663 | 350 | 89 | 0 | 5102 | 0 | 0 | 0 | 0 | 0
2024 | 1 | WI | 20856 | Wisconsin Power & Light Co | Preliminary | AC | 28.673 | 6.395 | 0.045 | . | 35.113 | 4198 | 528 | 5 | . | 4731 | . | . | . | . | . | . | . | . | . | . | . | . | . | . | . | . | . | . | . | . | . | . | . | . | . | . | . | . | . | . | . | . | . | . | . | . | . | . | . | . | . | . | . | . | . | 0.251 | 0.179 | . | . | 0.43 | 30 | 18 | . | . | 48 | . | . | . | . | . | 0.02 | 0.25 | . | . | . | 1 | 15 | . | . | . | . | . | . | . | . | 28.944 | 6.824 | 0.045 | 0 | 35.813 | 4229 | 561 | 5 | 0 | 4795 | 0 | 0 | 0 | 0 | 0
2024 | 1 | WI | 20860 | Wisconsin Public Service Corp | Preliminary | DC | 11.833 | 15.72 | . | . | 27.553 | 1539 | 319 | . | . | 1858 | . | . | . | . | 0 | . | . | . | . | 0 | . | . | . | . | 0 | 0.283 | 0.546 | . | . | 0.829 | 29 | 4 | . | . | 33 | . | . | . | . | 0 | . | . | . | . | 0 | . | . | . | . | 0 | . | . | . | . | 0 | 0.441 | 0.511 | . | . | 0.952 | 39 | 15 | . | . | 54 | . | . | . | . | 0 | 0.01 | 4.23 | . | . | 4.24 | 1 | 6 | . | . | 3 | . | . | . | . | 0 | 12.284 | 20.461 | NM | 0 | 32.745 | 1579 | 340 | 0 | 0 | 1919 | 0 | 0 | 0 | 0 | 0
2024 | 1 | WI | 99999 | Adjustment 2024 | Preliminary |  | 14.611 | 3.878 | -2.156 | . | 16.333 | . | . | . | . | . | . | . | . | . | 0 | . | . | . | . | . | . | . | . | . | . | -0.179 | -0.129 | . | . | -0.307 | . | . | . | . | . | . | . | . | . | . | . | . | . | . | 0 | . | . | . | . | . | . | . | . | . | . | . | . | . | . | . | . | . | . | . | . | . | . | . | . | . | . | . | . | . | . | . | . | . | . | . | . | . | . | . | . | 14.611 | 3.878 | -2.156 | . | 16.333 | . | . | . | . | . | . | . | . | . | .
2024 | 1 | WV | 733 | Appalachian Power Co | Preliminary | AC | 11.677 | 1.345 | 0.483 | 0 | 13.505 | 1325 | 72 | 3 | 0 | 1400 | 0.458 | 0.377 | 0 | 0 | 0.835 | 33 | 24 | 0 | 0 | 57 | 217.153 | 26.317 | 11.52 | 0 | 254.99 | 1.162 | 0.015 | 0 | 0 | 1.177 | 225 | 2 | 0 | 0 | 227 | 2.964 | 0.024 | 0 | 0 | 2.988 | 0 | 0 | 0 | 0 | 0 | 0 | 0 | 0 | 0 | 0 | 0 | 0 | 0 | 0 | 0 | 0.026 | 0.003 | 0 | 0 | 0.029 | 5 | 1 | 0 | 0 | 6 | 0.035 | 0 | 0 | 0 | 0.035 | 0 | 0 | 0 | 0 | 0 | 0 | 0 | 0 | 0 | 0 | 0 | 0 | 0 | 0 | 0 | 12.161 | 1.725 | 0.483 | 0 | 14.369 | 1363 | 97 | 3 | 0 | 1463 | 217.188 | 26.317 | 11.52 | 0 | 255.025
2024 | 1 | WV | 12796 | Monongahela Power Co | Preliminary | AC | 5.527 | 2.84 | 0.271 | 0 | 8.638 | 692 | 77 | 3 | 0 | 772 | 0.314 | 0.363 | 0 | 0 | 0.677 | 25 | 18 | 0 | 0 | 43 | 0 | 0 | 0 | 0 | 0 | 1.038 | 0.065 | 0 | 0 | 1.103 | 126 | 5 | 0 | 0 | 131 | 0 | 0 | 0 | 0 | 0 | 0 | 0 | 0 | 0 | 0 | 0 | 0 | 0 | 0 | 0 | 0 | 0 | 0 | 0 | 0 | 0.034 | 0.001 | 0 | 0 | 0.035 | 11 | 1 | 0 | 0 | 12 | 0 | 0 | 0 | 0 | 0 | 0 | 0 | 0 | 0 | 0 | 0 | 0 | 0 | 0 | 0 | 0 | 0 | 0 | 0 | 0 | 5.875 | 3.204 | 0.271 | 0 | 9.35 | 728 | 96 | 3 | 0 | 827 | 0 | 0 | 0 | 0 | 0
2024 | 1 | WV | 15263 | The Potomac Edison Company | Preliminary | AC | 7.652 | 2.197 | 0.053 | 0 | 9.902 | 859 | 53 | 1 | 0 | 913 | 0.187 | 0.748 | 0 | 0 | 0.935 | 13 | 9 | 0 | 0 | 22 | 0 | 0 | 0 | 0 | 0 | 1.947 | 0.015 | 0 | 0 | 1.962 | 158 | 1 | 0 | 0 | 159 | 0 | 0 | 0 | 0 | 0 | 0 | 0 | 0 | 0 | 0 | 0 | 0 | 0 | 0 | 0 | 0 | 0 | 0 | 0 | 0 | 0.016 | 0.005 | 0 | 0 | 0.021 | 7 | 2 | 0 | 0 | 9 | 0 | 0 | 0 | 0 | 0 | 0 | 0 | 0 | 0 | 0 | 0 | 0 | 0 | 0 | 0 | 0 | 0 | 0 | 0 | 0 | 7.855 | 2.95 | 0.053 | 0 | 10.858 | 879 | 64 | 1 | 0 | 944 | 0 | 0 | 0 | 0 | 0
2024 | 1 | WV | 20521 | Wheeling Power Co | Preliminary | AC | 0.895 | 0.045 | 0.563 | . | 1.503 | 99 | 4 | 2 | . | 105 | 0 | 0.05 | 0 | 0 | 0.05 | 0 | 1 | 0 | 0 | 1 | 12.156 | 0.561 | 0 | 0 | 12.717 | 0.093 | 0 | 0 | 0 | 0.093 | 18 | 0 | 0 | 0 | 18 | 0.219 | 0 | 0 | 0 | 0.219 | 0 | 0 | 0 | 0 | 0 | 0 | 0 | 0 | 0 | 0 | 0 | 0 | 0 | 0 | 0 | 0.012 | 0 | 0 | 0 | 0.012 | 2 | 0 | 0 | 0 | 2 | 0.627 | 0 | 0 | 0 | 0.627 | 0 | 0 | 0 | 0 | 0 | 0 | 0 | 0 | 0 | 0 | 0 | 0 | 0 | 0 | 0 | 0.907 | 0.095 | 0.563 | 0 | 1.565 | 101 | 5 | 2 | 0 | 108 | 12.783 | 0.561 | 0 | 0 | 13.344
2024 | 1 | WV | 99999 | Adjustment 2024 | Preliminary |  | 0.063 | . | . | . | 0.063 | . | . | . | . | . | . | . | . | . | . | . | . | . | . | . | . | . | . | . | . | . | . | . | . | . | . | . | . | . | . | . | . | . | . | . | . | . | . | . | . | . | . | . | . | . | . | . | . | . | . | . | . | . | . | . | . | . | . | . | . | . | . | . | . | . | . | . | . | . | . | . | . | . | . | . | . | . | . | . | . | 0.063 | . | . | . | 0.063 | . | . | . | . | . | . | . | . | . | .
2024 | 1 | WY | 3461 | Cheyenne Light Fuel & Power | Preliminary | DC | 7.114 | 0.113 | 0 | 0 | 7.227 | 1016 | 12 | 0 | 0 | 1028 | . | . | . | . | 0 | . | . | . | . | 0 | . | . | . | . | 0 | . | . | . | . | 0 | . | . | . | . | 0 | . | . | . | . | 0 | . | . | . | . | 0 | . | . | . | . | 0 | . | . | . | . | 0 | 0.271 | 0.044 | 0 | 0 | 0.315 | 105 | 3 | 0 | 0 | 108 | . | . | . | . | 0 | . | . | . | . | 0 | . | . | . | . | 0 | . | . | . | . | 0 | 7.385 | 0.157 | NM | 0 | 7.542 | 1121 | 15 | 0 | 0 | 1136 | 0 | 0 | 0 | 0 | 0
2024 | 1 | WY | 7222 | City of Gillette - (WY) | Preliminary | AC | 0.232 | 0 | 0 | 0 | 0.232 | 19 | 0 | 0 | 0 | 19 | . | . | . | . | . | . | . | . | . | . | . | . | . | . | . | . | . | . | . | . | . | . | . | . | . | . | . | . | . | . | . | . | . | . | . | . | . | . | . | . | . | . | . | . | . | . | . | . | . | . | . | . | . | . | . | . | . | . | . | . | . | . | . | . | . | . | . | . | . | . | . | . | . | . | . | 0.232 | NM | NM | 0 | 0.232 | 19 | 0 | 0 | 0 | 19 | 0 | 0 | 0 | 0 | 0
2024 | 1 | WY | 8566 | High Plains Power Inc | Preliminary | AC | 0.835 | 0.061 | . | . | 0.896 | 96 | 6 | . | . | 102 | . | . | . | . | 0 | . | . | . | . | 0 | . | . | . | . | 0 | . | . | . | . | 0 | . | . | . | . | 0 | . | . | . | . | 0 | . | . | . | . | 0 | . | . | . | . | 0 | . | . | . | . | 0 | 0.009 | 0.025 | . | . | 0.034 | 2 | 5 | . | . | 7 | . | . | . | . | 0 | . | . | . | . | 0 | . | . | . | . | 0 | . | . | . | . | 0 | 0.844 | 0.086 | NM | 0 | 0.93 | 98 | 11 | 0 | 0 | 109 | 0 | 0 | 0 | 0 | 0
2024 | 1 | WY | 11273 | Lower Valley Energy Inc | Preliminary | AC | 0.936 | 0.422 | 0.231 | . | 1.589 | 120 | 19 | 8 | . | 147 | . | . | . | . | 0 | . | . | . | . | 0 | . | . | . | . | 0 | . | . | . | . | 0 | . | . | . | . | 0 | . | . | . | . | 0 | . | . | . | . | 0 | . | . | . | . | 0 | . | . | . | . | 0 | . | 0.025 | . | . | 0.025 | . | 2 | . | . | 2 | . | . | . | . | 0 | . | . | . | . | 0 | . | . | . | . | 0 | . | . | . | . | 0 | 0.936 | 0.447 | 0.231 | 0 | 1.614 | 120 | 21 | 8 | 0 | 149 | 0 | 0 | 0 | 0 | 0
2024 | 1 | WY | 12199 | Montana-Dakota Utilities Co | Preliminary | AC | 0.988 | 0.163 | . | . | 1.151 | 144 | 14 | . | . | 158 | . | . | . | . | . | . | . | . | . | . | . | . | . | . | . | 0.108 | . | . | . | 0.108 | 16 | . | . | . | 16 | . | . | . | . | . | . | . | . | . | . | . | . | . | . | . | . | . | . | . | . | 0.004 | . | . | . | 0.004 | 2 | . | . | . | 2 | . | . | . | . | . | 0.098 | 0.24 | . | . | 0.338 | 15 | 1 | . | . | 16 | . | . | . | . | . | 1.09 | 0.403 | NM | 0 | 1.493 | 161 | 15 | 0 | 0 | 176 | 0 | 0 | 0 | 0 | 0
2024 | 1 | WY | 14354 | PacifiCorp | Preliminary | DC | 5.127 | 1.175 | 0.025 | 0 | 6.327 | 689 | 79 | 1 | 0 | 769 | . | . | . | . | 0 | . | . | . | . | 0 | . | . | . | . | 0 | 0.901 | 0.112 | 0 | 0 | 1.013 | 72 | 4 | 0 | 0 | 76 | 1.118 | 0.208 | 0 | 0 | 1.326 | . | . | . | . | 0 | . | . | . | . | 0 | . | . | . | . | 0 | 0.183 | 0.101 | 0 | 0 | 0.284 | 53 | 14 | 0 | 0 | 67 | . | . | . | . | 0 | 0.034 | 0.021 | 0 | 0 | 0.055 | 8 | 3 | 0 | 0 | 11 | . | . | . | . | 0 | 5.344 | 1.297 | 0.025 | 0 | 6.666 | 750 | 96 | 1 | 0 | 847 | 0 | 0 | 0 | 0 | 0
2024 | 1 | WY | 19156 | Powder River Energy Corp | Preliminary | AC | 1.177 | 0.062 | 0.104 | 0 | 1.343 | 104 | 3 | 10 | 0 | 117 | . | . | . | . | . | . | . | . | . | . | . | . | . | . | . | . | . | . | . | . | . | . | . | . | . | . | . | . | . | . | . | . | . | . | . | . | . | . | . | . | . | . | . | . | . | 0.025 | 0.01 | 0 | 0 | 0.035 | 8 | 1 | 0 | 0 | 9 | . | . | . | . | . | . | . | . | . | . | . | . | . | . | . | . | . | . | . | . | 1.202 | 0.072 | 0.104 | 0 | 1.378 | 112 | 4 | 10 | 0 | 126 | 0 | 0 | 0 | 0 | 0
2024 | 1 | WY | 27058 | High West Energy, Inc | Preliminary | AC | 0.418 | . | . | . | 0.418 | 239 | . | . | . | 239 | . | . | . | . | . | . | . | . | . | . | . | . | . | . | . | . | . | . | . | . | . | . | . | . | . | . | . | . | . | . | . | . | . | . | . | . | . | . | . | . | . | . | . | . | . | 0.06 | . | 0.004 | . | 0.064 | 30 | . | 1 | . | 31 | . | . | . | . | . | . | . | . | . | . | . | . | . | . | . | . | . | . | . | . | 0.478 | NM | 0.004 | 0 | 0.482 | 269 | 0 | 1 | 0 | 270 | 0 | 0 | 0 | 0 | 0
2024 | 1 | WY | 99999 | Adjustment 2024 | Preliminary |  | -1.346 | -0.063 | 0.038 | 0 | -1.371 | . | . | . | . | . | . | . | . | . | 0 | . | . | . | . | . | . | . | . | . | . | -0.157 | -0.02 | 0 | 0 | -0.177 | . | . | . | . | . | . | . | . | . | . | . | . | . | . | 0 | . | . | . | . | . | . | . | . | . | . | . | . | . | . | . | . | . | . | . | . | . | . | . | . | . | . | . | . | . | . | . | . | . | . | . | . | . | . | . | . | -1.346 | -0.063 | 0.038 | 0 | -1.371 | . | . | . | . | . | . | . | . | . | .
2024 | 2 | AK | 219 | Alaska Power and Telephone Co | Preliminary | AC | 0.012 | 0.021 | . | . | 0.033 | 3 | 2 | . | . | 5 | . | . | . | . | 0 | . | . | . | . | 0 | . | . | . | . | 0 | . | . | . | . | 0 | . | . | . | . | 0 | . | . | . | . | 0 | . | . | . | . | 0 | . | . | . | . | 0 | . | . | . | . | 0 | . | . | . | . | 0 | . | . | . | . | 0 | . | . | . | . | 0 | 0.005 | . | . | . | 0.005 | 1 | . | . | . | 1 | . | . | . | . | 0 | 0.017 | 0.021 | NM | 0 | 0.038 | 4 | 2 | 0 | 0 | 6 | 0 | 0 | 0 | 0 | 0
2024 | 2 | AK | 3522 | Chugach Electric Assn Inc | Preliminary | AC | 4.052 | 0.675 | . | . | 4.727 | 830 | 63 | . | . | 893 | . | . | . | . | 0 | . | . | . | . | 0 | . | . | . | . | 0 | . | . | . | . | 0 | . | . | . | . | 0 | . | . | . | . | 0 | . | . | . | . | 0 | . | . | . | . | 0 | . | . | . | . | 0 | . | 0.01 | . | . | 0.01 | . | 4 | . | . | 4 | . | . | . | . | 0 | . | . | . | . | 0 | . | . | . | . | 0 | . | . | . | . | 0 | 4.052 | 0.685 | NM | 0 | 4.737 | 830 | 67 | 0 | 0 | 897 | 0 | 0 | 0 | 0 | 0
2024 | 2 | AK | 7353 | Golden Valley Elec Assn Inc | Preliminary | AC | 3.874 | 0.569 | 0.121 | 0 | 4.564 | 730 | 58 | 9 | 0 | 797 | . | . | . | . | 0 | . | . | . | . | 0 | 0.676 | 0.494 | 0 | 0 | 1.17 | . | . | . | . | 0 | . | . | . | . | 0 | . | . | . | . | 0 | . | . | . | . | 0 | . | . | . | . | 0 | . | . | . | . | 0 | 0.018 | 0.012 | 0 | 0 | 0.03 | 6 | 2 | 0 | 0 | 8 | 0 | 0 | 0 | 0 | 0 | . | . | . | . | 0 | . | . | . | . | 0 | . | . | . | . | 0 | 3.892 | 0.581 | 0.121 | 0 | 4.594 | 736 | 60 | 9 | 0 | 805 | 0.676 | 0.494 | 0 | 0 | 1.17
2024 | 2 | AK | 11824 | Matanuska Electric Assn Inc | Preliminary | AC | 2.632 | 0.406 | . | . | 3.038 | 411 | 33 | . | . | 444 | . | . | . | . | 0 | . | . | . | . | 0 | . | . | . | . | 0 | . | . | . | . | 0 | . | . | . | . | 0 | . | . | . | . | 0 | . | . | . | . | 0 | . | . | . | . | 0 | . | . | . | . | 0 | 0.064 | 0.016 | . | . | 0.08 | 20 | 3 | . | . | 23 | . | . | . | . | 0 | 0.048 | 0.004 | . | . | 0.052 | 7 | 1 | . | . | 8 | . | . | . | . | 0 | 2.744 | 0.426 | NM | 0 | 3.17 | 438 | 37 | 0 | 0 | 475 | 0 | 0 | 0 | 0 | 0
2024 | 2 | AK | 19558 | Homer Electric Assn Inc | Preliminary | DC | 2.771 | 0.839 | . | . | 3.61 | 488 | 49 | . | . | 537 | . | . | . | . | 0 | . | . | . | . | 0 | 16.077 | 0.863 | . | . | 16.94 | . | . | . | . | 0 | . | . | . | . | 0 | . | . | . | . | 0 | . | . | . | . | 0 | . | . | . | . | 0 | . | . | . | . | 0 | 0.106 | 0.014 | . | . | 0.12 | 32 | 3 | . | . | 35 | 0.352 | 0.061 | . | . | 0.413 | . | . | . | . | 0 | . | . | . | . | 0 | . | . | . | . | 0 | 2.877 | 0.853 | NM | 0 | 3.73 | 520 | 52 | 0 | 0 | 572 | 16.429 | 0.924 | 0 | 0 | 17.353
2024 | 2 | AK | 99999 | Adjustment 2024 | Preliminary |  | -0.452 | -0.056 | . | . | -0.509 | . | . | . | . | . | . | . | . | . | 0 | . | . | . | . | . | . | . | . | . | . | . | . | . | . | 0 | . | . | . | . | . | . | . | . | . | . | . | . | . | . | 0 | . | . | . | . | . | . | . | . | . | . | . | . | . | . | . | . | . | . | . | . | . | . | . | . | . | . | . | . | . | . | . | . | . | . | . | . | . | . | . | . | -0.452 | -0.056 | . | . | -0.509 | . | . | . | . | . | . | . | . | . | .
2024 | 2 | AL | 99999 | Adjustment 2024 | Preliminary |  | NM | NM | . | . | NM | . | . | . | . | . | . | . | . | . | . | . | . | . | . | . | . | . | . | . | . | . | . | . | . | . | . | . | . | . | . | . | . | . | . | . | . | . | . | . | . | . | . | . | . | . | . | . | . | . | . | . | . | . | . | . | . | . | . | . | . | . | . | . | . | . | . | . | . | . | . | . | . | . | . | . | . | . | . | . | . | NM | NM | . | . | NM | . | . | . | . | . | . | . | . | . | .
2024 | 2 | AR | 814 | Entergy Arkansas LLC | Preliminary | DC | 73.487 | 69.841 | 6.011 | . | 149.339 | 6658 | 266 | 37 | . | 6961 | . | . | . | . | 0 | . | . | . | . | 0 | . | . | . | . | 0 | . | . | . | . | 0 | . | . | . | . | 0 | . | . | . | . | 0 | . | . | . | . | 0 | . | . | . | . | 0 | . | . | . | . | 0 | 0.007 | 0.002 | 0.006 | 0 | 0.015 | 1 | 1 | 2 | 0 | 4 | . | . | . | . | 0 | . | . | . | . | 0 | . | . | . | . | 0 | . | . | . | . | 0 | 73.494 | 69.843 | 6.017 | 0 | 149.354 | 6659 | 267 | 39 | 0 | 6965 | 0 | 0 | 0 | 0 | 0
2024 | 2 | AR | 817 | Arkansas Valley Elec Coop Corp | Preliminary | AC | 10.947 | 2.114 | . | . | 13.061 | 914 | 16 | . | . | 930 | . | . | . | . | 0 | . | . | . | . | 0 | 432.056 | 143.728 | . | . | 575.784 | . | . | . | . | 0 | . | . | . | . | 0 | . | . | . | . | 0 | . | . | . | . | 0 | . | . | . | . | 0 | . | . | . | . | 0 | 0.001 | . | . | . | 0.001 | 1 | . | . | . | 1 | 0 | . | . | . | 0 | . | . | . | . | 0 | . | . | . | . | 0 | . | . | . | . | 0 | 10.948 | 2.114 | NM | 0 | 13.062 | 915 | 16 | 0 | 0 | 931 | 432.056 | 143.728 | 0 | 0 | 575.784
2024 | 2 | AR | 3093 | Carroll Electric Coop Corp - (AR) | Preliminary | DC | 16.953 | . | . | . | 16.953 | 2013 | . | . | . | 2013 | . | . | . | . | 0 | . | . | . | . | 0 | . | . | . | . | 0 | . | . | . | . | 0 | . | . | . | . | 0 | . | . | . | . | 0 | . | . | . | . | 0 | . | . | . | . | 0 | . | . | . | . | 0 | 0.019 | . | . | . | 0.019 | 3 | . | . | . | 3 | . | . | . | . | 0 | . | . | . | . | 0 | . | . | . | . | 0 | . | . | . | . | 0 | 16.972 | NM | NM | 0 | 16.972 | 2016 | 0 | 0 | 0 | 2016 | 0 | 0 | 0 | 0 | 0
2024 | 2 | AR | 5860 | Empire District Electric Co | Preliminary | AC | 0.976 | . | . | . | 0.976 | 125 | . | . | . | 125 | . | . | . | . | 0 | . | . | . | . | 0 | 1.485 | . | . | . | 1.485 | . | . | . | . | 0 | . | . | . | . | 0 | . | . | . | . | 0 | . | . | . | . | 0 | . | . | . | . | 0 | . | . | . | . | 0 | . | . | . | . | 0 | . | . | . | . | 0 | . | . | . | . | 0 | . | . | . | . | 0 | . | . | . | . | 0 | . | . | . | . | 0 | 0.976 | NM | NM | 0 | 0.976 | 125 | 0 | 0 | 0 | 125 | 1.485 | 0 | 0 | 0 | 1.485
2024 | 2 | AR | 6342 | First Electric Coop Corp | Preliminary | AC | 16.219 | 2.49 | 0.791 | 0 | 19.5 | 1755 | 13 | 7 | 0 | 1775 | 0 | 0 | 0 | 0 | 0 | 0 | 0 | 0 | 0 | 0 | 0 | 0 | 0 | 0 | 0 | 0 | 0 | 0 | 0 | 0 | 0 | 0 | 0 | 0 | 0 | 0 | 0 | 0 | 0 | 0 | 0 | 0 | 0 | 0 | 0 | 0 | 0 | 0 | 0 | 0 | 0 | 0 | 0 | 0 | 0 | 0 | 0 | 0 | 0 | 0 | 0 | 0 | 0 | 0 | 0 | 0 | 0 | 0 | 0 | 0 | 0 | 0 | 0 | 0 | 0 | 0 | 0 | 0 | 0 | 0 | 0 | 0 | 0 | 0 | 0 | 16.219 | 2.49 | 0.791 | 0 | 19.5 | 1755 | 13 | 7 | 0 | 1775 | 0 | 0 | 0 | 0 | 0
2024 | 2 | AR | 13718 | City of North Little Rock - (AR) | Preliminary | AC | 2.55 | 0.45 | 2.79 | 0 | 5.79 | 338 | 6 | 2 | 0 | 346 | . | . | . | . | 0 | . | . | . | . | 0 | . | . | . | . | 0 | . | . | . | . | 0 | . | . | . | . | 0 | . | . | . | . | 0 | . | . | . | . | 0 | . | . | . | . | 0 | . | . | . | . | 0 | . | . | . | . | 0 | . | . | . | . | 0 | . | . | . | . | 0 | . | . | . | . | 0 | . | . | . | . | 0 | . | . | . | . | 0 | 2.55 | 0.45 | 2.79 | 0 | 5.79 | 338 | 6 | 2 | 0 | 346 | 0 | 0 | 0 | 0 | 0
2024 | 2 | AR | 14063 | Oklahoma Gas & Electric Co | Preliminary | AC | 4.8 | 2.31 | 0 | 0 | 7.11 | 607 | 20 | 0 | 0 | 627 | 1.807 | 3.131 | 0.004 | 0 | 4.942 | 471 | 402 | 1 | 0 | 874 | 0 | 0 | 0 | 0 | 0 | 0 | 0 | 0 | 0 | 0 | 0 | 0 | 0 | 0 | 0 | 0 | 0 | 0 | 0 | 0 | 0 | 0 | 0 | 0 | 0 | 0 | 0 | 0 | 0 | 0 | 0 | 0 | 0 | 0 | 0 | 0.004 | 0 | 0 | 0 | 0.004 | 2 | 0 | 0 | 0 | 2 | 0 | 0 | 0 | 0 | 0 | 0 | 0 | 0 | 0 | 0 | 0 | 0 | 0 | 0 | 0 | 0 | 0 | 0 | 0 | 0 | 6.611 | 5.441 | 0.004 | 0 | 12.056 | 1080 | 422 | 1 | 0 | 1503 | 0 | 0 | 0 | 0 | 0
2024 | 2 | AR | 17698 | Southwestern Electric Power Co | Preliminary | AC | 9.395 | 1.782 | 0.734 | . | 11.911 | 1420 | 45 | 2 | . | 1467 | 0.201 | 14.404 | . | . | 14.605 | 16 | 15 | . | . | 31 | 499.572 | 1406.906 | 15 | . | 1921.478 | 0.093 | 0.007 | . | . | 0.1 | 16 | 1 | . | . | 17 | 0.278 | 0.013 | . | . | 0.291 | . | . | . | . | 0 | . | . | . | . | 0 | . | . | . | . | 0 | . | 0.002 | . | . | 0.002 | . | 1 | . | . | 1 | . | 0.002 | . | . | 0.002 | . | 3 | . | . | 3 | . | 1 | . | . | 1 | . | . | . | . | 0 | 9.596 | 19.188 | 0.734 | 0 | 29.518 | 1436 | 62 | 2 | 0 | 1500 | 499.572 | 1406.908 | 15 | 0 | 1921.48
2024 | 2 | AR | 99999 | Adjustment 2024 | Preliminary |  | 15.316 | 14.21 | 21.114 | . | 50.64 | . | . | . | . | . | . | . | . | . | 0 | . | . | . | . | . | . | . | . | . | . | . | . | . | . | 0 | . | . | . | . | . | . | . | . | . | . | . | . | . | . | 0 | . | . | . | . | . | . | . | . | . | . | . | . | . | . | . | . | . | . | . | . | . | . | . | . | . | . | . | . | . | . | . | . | . | . | . | . | . | . | . | . | 15.316 | 14.21 | 21.114 | . | 50.64 | . | . | . | . | . | . | . | . | . | .
2024 | 2 | AZ | 176 | Ajo Improvement Co | Preliminary | AC | 0.061 | 0.005 | . | . | 0.066 | 12 | 3 | . | . | 15 | . | . | . | . | 0 | . | . | . | . | 0 | 3.754 | 0.342 | . | . | 4.096 | . | . | . | . | 0 | . | . | . | . | 0 | . | . | . | . | 0 | . | . | . | . | 0 | . | . | . | . | 0 | . | . | . | . | 0 | . | . | . | . | 0 | . | . | . | . | 0 | . | . | . | . | 0 | . | . | . | . | 0 | . | . | . | . | 0 | . | . | . | . | 0 | 0.061 | 0.005 | NM | 0 | 0.066 | 12 | 3 | 0 | 0 | 15 | 3.754 | 0.342 | 0 | 0 | 4.096
2024 | 2 | AZ | 803 | Arizona Public Service Co | Preliminary | DC | 1559.533 | 361.873 | 0 | 0 | 1921.406 | 174694 | 2138 | 0 | 0 | 176832 | . | . | . | . | 0 | . | . | . | . | 0 | . | . | . | . | 0 | 28.249 | 1.346 | 0 | 0 | 29.595 | 3368 | 17 | 0 | 0 | 3385 | 66.625 | 2.402 | 0 | 0 | 69.027 | 0.789 | 1.321 | 0 | 0 | 2.11 | 97 | 7 | 0 | 0 | 104 | 2.1 | 0.891 | 0 | 0 | 2.991 | 0.057 | 0.125 | 0 | 0 | 0.182 | 25 | 12 | 0 | 0 | 37 | . | . | . | . | 0 | . | . | . | . | 0 | . | . | . | . | 0 | . | . | . | . | 0 | 1559.59 | 361.998 | NM | 0 | 1921.588 | 174719 | 2150 | 0 | 0 | 176869 | 0 | 0 | 0 | 0 | 0
2024 | 2 | AZ | 12919 | Morenci Water and Electric | Preliminary | AC | 0.008 | 0.028 | 0 | 0 | 0.036 | 1 | 3 | 0 | 0 | 4 | . | . | . | . | 0 | . | . | . | . | 0 | 0.349 | 0.965 | 0 | 0 | 1.314 | . | . | . | . | 0 | . | . | . | . | 0 | . | . | . | . | 0 | . | . | . | . | 0 | . | . | . | . | 0 | . | . | . | . | 0 | . | . | . | . | 0 | . | . | . | . | 0 | . | . | . | . | 0 | . | . | . | . | 0 | . | . | . | . | 0 | . | . | . | . | 0 | 0.008 | 0.028 | NM | 0 | 0.036 | 1 | 3 | 0 | 0 | 4 | 0.349 | 0.965 | 0 | 0 | 1.314
2024 | 2 | AZ | 16572 | Salt River Project | Preliminary | AC | 363.38 | 135.51 | 7.28 | 0 | 506.17 | 56203 | 886 | 10 | 0 | 57099 | 0 | 0 | 0 | 0 | 0 | 0 | 0 | 0 | 0 | 0 | 2468.95 | 2882 | 0 | 0 | 5350.95 | 22.35 | 0.84 | 0 | 0 | 23.19 | 3546 | 14 | 0 | 0 | 3560 | 71.44 | 1.56 | 0 | 0 | 73 | 1.72 | 0 | 0 | 0 | 1.72 | 216 | 0 | 0 | 0 | 216 | 4.65 | 0 | 0 | 0 | 4.65 | . | . | . | . | 0 | . | . | . | . | 0 | . | . | . | . | 0 | . | . | . | . | 0 | . | . | . | . | 0 | . | . | . | . | 0 | 363.38 | 135.51 | 7.28 | 0 | 506.17 | 56203 | 886 | 10 | 0 | 57099 | 2468.95 | 2882 | 0 | 0 | 5350.95
2024 | 2 | AZ | 19189 | Trico Electric Cooperative Inc | Preliminary | DC | 41.148 | 15.173 | . | . | 56.321 | 5233 | 74 | . | . | 5307 | 0.043 | 0.183 | . | . | 0.226 | 42 | 1 | . | . | 43 | 2879.595 | 545.782 | . | . | 3425.377 | . | . | . | . | 0 | . | . | . | . | 0 | . | . | . | . | 0 | . | . | . | . | 0 | . | . | . | . | 0 | . | . | . | . | 0 | 0.002 | . | . | . | 0.002 | 1 | . | . | . | 1 | 0 | . | . | . | 0 | . | . | . | . | 0 | . | . | . | . | 0 | . | . | . | . | 0 | 41.193 | 15.356 | NM | 0 | 56.549 | 5276 | 75 | 0 | 0 | 5351 | 2879.595 | 545.782 | 0 | 0 | 3425.377
2024 | 2 | AZ | 19728 | UNS Electric, Inc | Preliminary | AC | 68.74 | 16.64 | . | . | 85.38 | 8647 | 229 | . | . | 8876 | . | . | . | . | 0 | . | . | . | . | 0 | 4484.4 | 467.579 | . | . | 4951.979 | 1.18 | . | . | . | 1.18 | 143 | . | . | . | 143 | . | . | . | . | 0 | . | . | . | . | 0 | . | . | . | . | 0 | . | . | . | . | 0 | 0.3 | 0.01 | . | . | 0.31 | 117 | 1 | . | . | 118 | 3.882 | . | . | . | 3.882 | . | . | . | . | 0 | . | . | . | . | 0 | . | . | . | . | 0 | 69.04 | 16.65 | NM | 0 | 85.69 | 8764 | 230 | 0 | 0 | 8994 | 4488.282 | 467.579 | 0 | 0 | 4955.861
2024 | 2 | AZ | 21538 | Mohave Electric Cooperative, Inc. | Preliminary | AC | 20.097 | 3.583 | . | . | 23.68 | 1964 | 92 | . | . | 2056 | . | . | . | . | 0 | . | . | . | . | 0 | 431.47 | 57.227 | . | . | 488.697 | . | . | . | . | 0 | . | . | . | . | 0 | . | . | . | . | 0 | . | . | . | . | 0 | . | . | . | . | 0 | . | . | . | . | 0 | 0.055 | 0.055 | . | . | 0.11 | 25 | 25 | . | . | 50 | 0 | 0 | . | . | 0 | . | . | . | . | 0 | . | . | . | . | 0 | . | . | . | . | 0 | 20.152 | 3.638 | NM | 0 | 23.79 | 1989 | 117 | 0 | 0 | 2106 | 431.47 | 57.227 | 0 | 0 | 488.697
2024 | 2 | AZ | 24211 | Tucson Electric Power Co | Preliminary | AC | 318.936 | 154.776 | . | . | 473.712 | 47734 | 1079 | . | . | 48813 | . | . | . | . | . | . | . | . | . | . | 3627.89 | 1961.75 | . | . | 5589.64 | 9.71 | 0.34 | . | . | 10.05 | 1071 | 7 | . | . | 1078 | . | . | . | . | 0 | . | 0.21 | . | . | 0.21 | . | 1 | . | . | 1 | . | . | . | . | . | 0.024 | 0.012 | . | . | 0.036 | 1 | 1 | . | . | 2 | 0.006 | . | . | . | 0.006 | . | . | . | . | . | . | . | . | . | . | . | . | . | . | . | 318.96 | 154.788 | NM | 0 | 473.748 | 47735 | 1080 | 0 | 0 | 48815 | 3627.896 | 1961.75 | 0 | 0 | 5589.646
2024 | 2 | AZ | 99999 | Adjustment 2024 | Preliminary |  | -234.064 | -59.211 | 0 | 0 | -293.275 | . | . | . | . | . | -0.007 | -0.032 | . | . | -0.039 | . | . | . | . | . | . | . | . | . | . | -4.927 | -0.235 | 0 | 0 | -5.161 | . | . | . | . | . | . | . | . | . | . | -0.138 | -0.23 | 0 | 0 | -0.368 | . | . | . | . | . | . | . | . | . | . | . | . | . | . | . | . | . | . | . | . | . | . | . | . | . | . | . | . | . | . | . | . | . | . | . | . | . | . | . | . | -234.071 | -59.243 | NM | 0 | -293.314 | . | . | . | . | . | . | . | . | . | .
2024 | 2 | CA | 4390 | City of Corona - (CA) | Preliminary | AC | 0.136 | 0.4 | 0 | 0 | 0.536 | 18 | 3 | 0 | 0 | 21 | 0 | 0 | 0 | 0 | 0 | 0 | 0 | 0 | 0 | 0 | 0 | 0 | 0 | 0 | 0 | 0 | 0 | 0 | 0 | 0 | 0 | 0 | 0 | 0 | 0 | 0 | 0 | 0 | 0 | 0 | 0 | 0 | 0 | 0 | 0 | 0 | 0 | 0 | 0 | 0 | 0 | 0 | 0 | 0 | 0 | 0 | 0 | 0 | 0 | 0 | 0 | 0 | 0 | 0 | 0 | 0 | 0 | 0 | 0 | 0 | 0 | 0 | 0 | 0 | 0 | 0 | 0 | 0 | 0 | 0 | 0 | 0 | 0 | 0 | 0 | 0.136 | 0.4 | NM | 0 | 0.536 | 18 | 3 | 0 | 0 | 21 | 0 | 0 | 0 | 0 | 0
2024 | 2 | CA | 9216 | Imperial Irrigation District | Preliminary | AC | 68.821 | 57.143 | . | . | 125.964 | 8955 | 258 | . | . | 9213 | 3.529 | 0.309 | . | . | 3.838 | 1148 | 101 | . | . | 1249 | . | . | . | . | 0 | . | . | . | . | 0 | . | . | . | . | 0 | . | . | . | . | 0 | . | . | . | . | 0 | . | . | . | . | 0 | . | . | . | . | 0 | 0.002 | . | . | . | 0.002 | 1 | . | . | . | 1 | . | . | . | . | 0 | . | 2.15 | . | . | 2.15 | . | 8 | . | . | 8 | . | . | . | . | 0 | 72.352 | 59.602 | NM | 0 | 131.954 | 10104 | 367 | 0 | 0 | 10471 | 0 | 0 | 0 | 0 | 0
2024 | 2 | CA | 11208 | Los Angeles Department of Water & Power | Preliminary | AC | 493.135 | 131.112 | . | . | 624.247 | 80951 | 1677 | . | . | 82628 | . | . | . | . | 0 | . | . | . | . | 0 | 15176.12 | 1969.23 | . | . | 17145.35 | 30.6 | 2.03 | . | . | 32.63 | 3999 | 3 | . | . | 4002 | . | . | . | . | 0 | 2.3 | 1.14 | . | . | 3.44 | 327 | 5 | . | . | 332 | . | . | . | . | 0 | . | . | . | . | 0 | . | . | . | . | 0 | . | . | . | . | 0 | . | . | . | . | 0 | . | . | . | . | 0 | . | . | . | . | 0 | 493.135 | 131.112 | NM | 0 | 624.247 | 80951 | 1677 | 0 | 0 | 82628 | 15176.12 | 1969.23 | 0 | 0 | 17145.35
2024 | 2 | CA | 12745 | Modesto Irrigation District | Preliminary | AC | 52.32 | 16.653 | 9.914 | 0 | 78.887 | 10501 | 180 | 55 | 0 | 10736 | . | . | . | . | 0 | . | . | . | . | 0 | . | . | . | . | 0 | 3.268 | . | 0.171 | . | 3.439 | 439 | . | 1 | . | 440 | . | . | . | . | 0 | . | . | 1.341 | . | 1.341 | . | . | 1 | . | 1 | . | . | . | . | 0 | . | . | . | . | 0 | . | . | . | . | 0 | . | . | . | . | 0 | . | . | . | . | 0 | . | . | . | . | 0 | . | . | . | . | 0 | 52.32 | 16.653 | 9.914 | 0 | 78.887 | 10501 | 180 | 55 | 0 | 10736 | 0 | 0 | 0 | 0 | 0
2024 | 2 | CA | 14328 | Pacific Gas & Electric Co. | Preliminary | AC | 5083.318 | 1551.358 | 1266.115 | 0 | 7900.791 | 810871 | 15904 | 5361 | 0 | 832136 | 23.091 | 50.162 | 0.138 | 0 | 73.391 | 5917 | 3801 | 4 | 0 | 9722 | 0 | 0 | 0 | 0 | 0 | 535.747 | 35.89 | 57.525 | 0 | 629.162 | 78033 | 350 | 159 | 0 | 78542 | 0 | 0 | 0 | 0 | 0 | 0.085 | 0 | 0.245 | 0 | 0.33 | 8 | 0 | 2 | 0 | 10 | 0 | 0 | 0 | 0 | 0 | 0.916 | 0.622 | 27.133 | 0 | 28.671 | 165 | 36 | 43 | 0 | 244 | 0 | 0 | 0 | 0 | 0 | 27.193 | 61.177 | 182.09 | 0 | 270.46 | 36 | 91 | 250 | 0 | 377 | 0 | 0 | 0 | 0 | 0 | 5134.518 | 1663.319 | 1475.476 | 0 | 8273.313 | 816989 | 19832 | 5658 | 0 | 842479 | 0 | 0 | 0 | 0 | 0
2024 | 2 | CA | 14354 | PacifiCorp | Preliminary | DC | 5.75 | 4.811 | 2.964 | 0 | 13.525 | 736 | 66 | 21 | 0 | 823 | . | . | . | . | 0 | . | . | . | . | 0 | . | . | . | . | 0 | 0.697 | 0.03 | 0 | 0 | 0.727 | 59 | 1 | 0 | 0 | 60 | 0.854 | 0.01 | 0 | 0 | 0.864 | . | . | . | . | 0 | . | . | . | . | 0 | . | . | . | . | 0 | 0.001 | 0.005 | 0 | 0 | 0.006 | 1 | 2 | 0 | 0 | 3 | . | . | . | . | 0 | 0.011 | 0.066 | 0 | 0 | 0.077 | 2 | 1 | 0 | 0 | 3 | . | . | . | . | 0 | 5.762 | 4.882 | 2.964 | 0 | 13.608 | 739 | 69 | 21 | 0 | 829 | 0 | 0 | 0 | 0 | 0
2024 | 2 | CA | 14534 | City of Pasadena - (CA) | Preliminary | AC | 14.674 | 9.704 | . | . | 24.378 | 2506 | 101 | . | . | 2607 | . | . | . | . | 0 | . | . | . | . | 0 | 26.815 | 39.627 | . | . | 66.442 | . | . | . | . | 0 | . | . | . | . | 0 | . | . | . | . | 0 | . | . | . | . | 0 | . | . | . | . | 0 | . | . | . | . | 0 | . | . | . | . | 0 | . | . | . | . | 0 | . | . | . | . | 0 | . | . | . | . | 0 | . | . | . | . | 0 | . | . | . | . | 0 | 14.674 | 9.704 | NM | 0 | 24.378 | 2506 | 101 | 0 | 0 | 2607 | 26.815 | 39.627 | 0 | 0 | 66.442
2024 | 2 | CA | 16534 | Sacramento Municipal Util Dist | Preliminary | AC | 236.732 | 84.098 | 38.212 | 0 | 359.042 | 52216 | 1243 | 53 | 0 | 53512 | 0.671 | 0.348 | 0 | 0 | 1.019 | 560 | 43 | 0 | 0 | 603 | . | . | . | . | 0 | 10.343 | 0.063 | 0.5 | 0 | 10.906 | 1603 | 5 | 1 | 0 | 1609 | . | . | . | . | 0 | . | . | . | . | 0 | . | . | . | . | 0 | . | . | . | . | 0 | 0.002 | 0 | 0.005 | 0 | 0.007 | 1 | 0 | 1 | 0 | 2 | . | . | . | . | 0 | . | . | . | . | 0 | . | . | . | . | 0 | . | . | . | . | 0 | 237.405 | 84.446 | 38.217 | 0 | 360.068 | 52777 | 1286 | 54 | 0 | 54117 | 0 | 0 | 0 | 0 | 0
2024 | 2 | CA | 16609 | San Diego Gas & Electric Co | Preliminary | AC | 1720.704 | 299.809 | 103.171 | 0 | 2123.684 | 311023 | 5415 | 139 | 0 | 316577 | 22.348 | 6.724 | 3.825 | 0 | 32.897 | 601 | 79 | 6 | 0 | 686 | 0 | 1 | 0 | 0 | 1 | 68.561 | 15.498 | 4.476 | 0 | 88.535 | 10264 | 178 | 6 | 0 | 10448 | 0 | 0 | 0 | 0 | 0 | 0 | 0 | 0 | 0 | 0 | 0 | 0 | 0 | 0 | 0 | 0 | 0 | 0 | 0 | 0 | 0.122 | 0.007 | 1 | 0 | 1.129 | 37 | 3 | 1 | 0 | 41 | 0 | 0 | 0 | 0 | 0 | 0.022 | 14.177 | 15.308 | 0 | 29.507 | 2 | 52 | 21 | 0 | 75 | 0 | 0 | 0 | 0 | 0 | 1743.196 | 320.717 | 123.304 | 0 | 2187.217 | 311663 | 5549 | 167 | 0 | 317379 | 0 | 1 | 0 | 0 | 1
2024 | 2 | CA | 16655 | City of Santa Clara - (CA) | Preliminary | AC | 3.207 | 16.313 | . | . | 19.52 | 826 | 99 | . | . | 925 | . | . | . | . | 0 | . | . | . | . | 0 | . | . | . | . | 0 | . | . | . | . | 0 | . | . | . | . | 0 | . | . | . | . | 0 | . | . | . | . | 0 | . | . | . | . | 0 | . | . | . | . | 0 | . | . | . | . | 0 | . | . | . | . | 0 | . | . | . | . | 0 | . | . | . | . | 0 | . | . | . | . | 0 | . | . | . | . | 0 | 3.207 | 16.313 | NM | 0 | 19.52 | 826 | 99 | 0 | 0 | 925 | 0 | 0 | 0 | 0 | 0
2024 | 2 | CA | 17609 | Southern California Edison Co | Preliminary | AC | 3944.095 | 1014.68 | 287.713 | . | 5246.488 | 638426 | 9254 | 514 | . | 648194 | 8.337 | 45.442 | . | . | 53.779 | 103 | 1139 | . | . | 1242 | . | . | . | . | 0 | 339.442 | 62.417 | 5.857 | . | 407.716 | 52184 | 451 | 16 | . | 52651 | 826.234 | 146.606 | 18.142 | . | 990.982 | . | . | . | . | 0 | . | . | . | . | 0 | . | . | . | . | 0 | 1.779 | 4.955 | 8.1 | . | 14.834 | 211 | 15 | 7 | . | 233 | . | . | . | . | 0 | 0.721 | 49.285 | 33.703 | . | 83.709 | 76 | 129 | 46 | . | 251 | . | . | . | . | 0 | 3954.932 | 1114.362 | 329.516 | 0 | 5398.81 | 638816 | 10537 | 567 | 0 | 649920 | 0 | 0 | 0 | 0 | 0
2024 | 2 | CA | 17612 | Bear Valley Electric Service | Preliminary | DC | 2.819 | 3.112 | . | . | 5.931 | 584 | 25 | . | . | 609 | . | . | . | . | 0 | . | . | . | . | 0 | . | . | . | . | 0 | . | . | . | . | 0 | . | . | . | . | 0 | . | . | . | . | 0 | . | . | . | . | 0 | . | . | . | . | 0 | . | . | . | . | 0 | 0.069 | 0.01 | . | . | 0.079 | 6 | 1 | . | . | 7 | . | . | . | . | 0 | . | . | . | . | 0 | . | . | . | . | 0 | . | . | . | . | 0 | 2.888 | 3.122 | NM | 0 | 6.01 | 590 | 26 | 0 | 0 | 616 | 0 | 0 | 0 | 0 | 0
2024 | 2 | CA | 18260 | Surprise Valley Electrification | Preliminary | AC | 0.137 | 0.028 | . | . | 0.165 | 14 | 3 | . | . | 17 | . | . | . | . | 0 | . | . | . | . | 0 | . | . | . | . | 0 | . | . | . | . | 0 | . | . | . | . | 0 | . | . | . | . | 0 | . | . | . | . | 0 | . | . | . | . | 0 | . | . | . | . | 0 | . | . | . | . | 0 | . | . | . | . | 0 | . | . | . | . | 0 | . | . | . | . | 0 | . | . | . | . | 0 | . | . | . | . | 0 | 0.137 | 0.028 | NM | 0 | 0.165 | 14 | 3 | 0 | 0 | 17 | 0 | 0 | 0 | 0 | 0
2024 | 2 | CA | 19281 | Turlock Irrigation District | Preliminary | AC | 26.38 | 12.133 | 18.8 | . | 57.313 | 4374 | 75 | 112 | . | 4561 | 0.063 | . | 3.634 | . | 3.697 | 3 | . | 10 | . | 13 | . | . | . | . | 0 | . | . | . | . | 0 | . | . | . | . | 0 | . | . | . | . | 0 | . | . | . | . | 0 | . | . | . | . | 0 | . | . | . | . | 0 | . | . | . | . | 0 | . | . | . | . | 0 | . | . | . | . | 0 | . | . | . | . | 0 | . | . | . | . | 0 | . | . | . | . | 0 | 26.443 | 12.133 | 22.434 | 0 | 61.01 | 4377 | 75 | 122 | 0 | 4574 | 0 | 0 | 0 | 0 | 0
2024 | 2 | CA | 99999 | Adjustment 2024 | Preliminary |  | 204.035 | 122.62 | 9.039 | 0 | 335.694 | . | . | . | . | . | . | . | . | . | 0 | . | . | . | . | . | . | . | . | . | . | -0.122 | -0.005 | 0 | 0 | -0.127 | . | . | . | . | . | . | . | . | . | . | . | . | . | . | 0 | . | . | . | . | . | . | . | . | . | . | . | . | . | . | . | . | . | . | . | . | . | . | . | . | . | . | . | . | . | . | . | . | . | . | . | . | . | . | . | . | 204.035 | 122.62 | 9.039 | 0 | 335.694 | . | . | . | . | . | . | . | . | . | .
2024 | 2 | CO | 3989 | City of Colorado Springs - (CO) | Preliminary | AC | 39.282 | 2.138 | 0 | 0 | 41.42 | 8615 | 552 | 0 | 0 | 9167 | 0.72 | 3.201 | 0 | 0 | 3.921 | 382 | 66 | 0 | 0 | 448 | 0 | 0 | 0 | 0 | 0 | 1.652 | 0.063 | 0 | 0 | 1.715 | 228 | 10 | 0 | 0 | 238 | 17.347 | 9.279 | 0 | 0 | 26.626 | 36.299 | 3.929 | 0 | 0 | 40.228 | 7955 | 958 | 0 | 0 | 8913 | 871.186 | 94.306 | 0 | 0 | 965.492 | 0 | 0.006 | 0 | 0 | 0.006 | 0 | 1 | 0 | 0 | 1 | 0 | 0 | 0 | . | 0 | 0 | 0 | 0 | 0 | 0 | 0 | 0 | 0 | 0 | 0 | 0 | 0 | 0 | . | 0 | 40.002 | 5.345 | NM | 0 | 45.347 | 8997 | 619 | 0 | 0 | 9616 | 0 | 0 | 0 | 0 | 0
2024 | 2 | CO | 6604 | City of Fort Collins - (CO) | Preliminary | DC | 22.305 | 2.251 | 3.779 | . | 28.335 | 3621 | 77 | 24 | . | 3722 | 0.729 | . | . | . | 0.729 | 312 | . | . | . | 312 | . | . | . | . | 0 | 1.144 | 0.122 | . | . | 1.266 | 160 | 2 | . | . | 162 | 2.85 | 0.372 | . | . | 3.222 | . | 0.015 | . | . | 0.015 | . | 1 | . | . | 1 | . | 0.041 | . | . | 0.041 | 0.001 | . | . | . | 0.001 | 1 | . | . | . | 1 | . | . | . | . | 0 | . | . | 1.976 | . | 1.976 | . | . | 6 | . | 6 | . | . | . | . | 0 | 23.035 | 2.251 | 5.755 | 0 | 31.041 | 3934 | 77 | 30 | 0 | 4041 | 0 | 0 | 0 | 0 | 0
2024 | 2 | CO | 9336 | CORE Electric Cooperative | Preliminary | AC | 52.737 | 0.955 | 0.431 | . | 54.123 | 9171 | 32 | 3 | . | 9206 | . | . | . | . | 0 | . | . | . | . | 0 | . | . | . | . | 0 | . | . | . | . | 0 | . | . | . | . | 0 | . | . | . | . | 0 | . | . | . | . | 0 | . | . | . | . | 0 | . | . | . | . | 0 | 0.035 | . | . | . | 0.035 | 15 | . | . | . | 15 | . | . | . | . | 0 | 0.011 | . | . | . | 0.011 | 2 | . | . | . | 2 | . | . | . | . | 0 | 52.783 | 0.955 | 0.431 | 0 | 54.169 | 9188 | 32 | 3 | 0 | 9223 | 0 | 0 | 0 | 0 | 0
2024 | 2 | CO | 10066 | K C Electric Association | Preliminary | DC | 0.203 | 0.232 | 0.034 | 0 | 0.469 | 22 | 14 | 2 | 0 | 38 | . | . | . | . | . | . | . | . | . | . | . | . | . | . | . | . | . | . | . | . | . | . | . | . | . | . | . | . | . | . | . | . | . | . | . | . | . | . | . | . | . | . | . | . | . | 0.01 | . | . | . | 0.01 | 1 | . | . | . | 1 | . | . | . | . | . | . | . | . | . | . | . | . | . | . | . | . | . | . | . | . | 0.213 | 0.232 | 0.034 | 0 | 0.479 | 23 | 14 | 2 | 0 | 39 | 0 | 0 | 0 | 0 | 0
2024 | 2 | CO | 12866 | Moon Lake Electric Assn Inc | Preliminary | AC | 0.026 | 0.1 | 0 | 0 | 0.126 | 4 | 5 | 0 | 0 | 9 | 0 | 0 | 0 | 0 | 0 | 0 | 0 | 0 | 0 | 0 | 0 | 0 | 0 | 0 | 0 | . | . | . | . | 0 | . | . | . | . | 0 | . | . | . | . | 0 | . | . | . | . | 0 | . | . | . | . | 0 | . | . | . | . | 0 | . | . | . | . | 0 | . | . | . | . | 0 | . | . | . | . | 0 | . | . | . | . | 0 | . | . | . | . | 0 | . | . | . | . | 0 | 0.026 | 0.1 | NM | 0 | 0.126 | 4 | 5 | 0 | 0 | 9 | 0 | 0 | 0 | 0 | 0
2024 | 2 | CO | 15257 | Poudre Valley REA, Inc | Preliminary | DC | 16.477 | 0.246 | 0.032 | . | 16.755 | 2027 | 12 | 2 | . | 2041 | 2.507 | . | . | . | 2.507 | 404 | . | . | . | 404 | . | . | . | . | 0 | . | . | . | . | 0 | . | . | . | . | 0 | . | . | . | . | 0 | . | . | . | . | 0 | . | . | . | . | 0 | . | . | . | . | 0 | . | . | . | . | 0 | . | . | . | . | 0 | . | . | . | . | 0 | . | . | . | . | 0 | . | . | . | . | 0 | . | . | . | . | 0 | 18.984 | 0.246 | 0.032 | 0 | 19.262 | 2431 | 12 | 2 | 0 | 2445 | 0 | 0 | 0 | 0 | 0
2024 | 2 | CO | 15466 | Public Service Co of Colorado | Preliminary | DC | 609.922 | 211.484 | 10.981 | 0 | 832.387 | 103639 | 3169 | 11 | 0 | 106819 | . | . | . | . | 0 | . | . | . | . | 0 | . | . | . | . | 0 | . | . | . | . | 0 | . | . | . | . | 0 | . | . | . | . | 0 | . | . | . | . | 0 | . | . | . | . | 0 | . | . | . | . | 0 | . | . | . | . | 0 | . | . | . | . | 0 | . | . | . | . | 0 | . | . | . | . | 0 | . | . | . | . | 0 | . | . | . | . | 0 | 609.922 | 211.484 | 10.981 | 0 | 832.387 | 103639 | 3169 | 11 | 0 | 106819 | 0 | 0 | 0 | 0 | 0
2024 | 2 | CO | 16603 | San Luis Valley R E C, Inc | Preliminary | AC | 1.684 | 0.819 | 1.539 | . | 4.042 | 243 | 40 | 65 | . | 348 | . | . | . | . | 0 | . | . | . | . | 0 | . | . | . | . | 0 | . | . | . | . | 0 | . | . | . | . | 0 | . | . | . | . | 0 | . | . | . | . | 0 | . | . | . | . | 0 | . | . | . | . | 0 | 0.003 | . | . | . | 0.003 | 2 | . | . | . | 2 | . | . | . | . | 0 | . | . | . | . | 0 | . | . | . | . | 0 | . | . | . | . | 0 | 1.687 | 0.819 | 1.539 | 0 | 4.045 | 245 | 40 | 65 | 0 | 350 | 0 | 0 | 0 | 0 | 0
2024 | 2 | CO | 19499 | United Power, Inc | Preliminary | AC | 68.671 | 2.662 | 0.046 | 0 | 71.379 | 11727 | 44 | 1 | 0 | 11772 | 0.015 | 0.003 | 0.003 | 0 | 0.021 | 24 | 3 | 1 | 0 | 28 | . | . | . | . | 0 | . | . | . | . | 0 | . | . | . | . | 0 | . | . | . | . | 0 | . | . | . | . | 0 | . | . | . | . | 0 | . | . | . | . | 0 | 0.022 | 0.012 | . | . | 0.034 | 8 | 2 | . | . | 10 | . | . | . | . | 0 | . | . | . | . | 0 | . | . | . | . | 0 | . | . | . | . | 0 | 68.708 | 2.677 | 0.049 | 0 | 71.434 | 11759 | 49 | 2 | 0 | 11810 | 0 | 0 | 0 | 0 | 0
2024 | 2 | CO | 27058 | High West Energy, Inc | Preliminary | AC | 0.02 | . | . | . | 0.02 | 10 | . | . | . | 10 | . | . | . | . | 0 | . | . | . | . | 0 | . | . | . | . | 0 | . | . | . | . | 0 | . | . | . | . | 0 | . | . | . | . | 0 | . | . | . | . | 0 | . | . | . | . | 0 | . | . | . | . | 0 | . | . | . | . | 0 | . | . | . | . | 0 | . | . | . | . | 0 | . | . | . | . | 0 | . | . | . | . | 0 | . | . | . | . | 0 | 0.02 | NM | NM | 0 | 0.02 | 10 | 0 | 0 | 0 | 10 | 0 | 0 | 0 | 0 | 0
2024 | 2 | CO | 56146 | Black Hills Colorado Electric, LLC | Preliminary | DC | 54.659 | 13.487 | 21 | 0 | 89.146 | 8010 | 244 | 3 | 0 | 8257 | 8.738 | 4.882 | . | . | 13.62 | 450 | 251 | . | . | 701 | . | . | . | . | 0 | . | . | . | . | 0 | . | . | . | . | 0 | . | . | . | . | 0 | . | . | . | . | 0 | . | . | . | . | 0 | . | . | . | . | 0 | 0.006 | . | 1.8 | . | 1.806 | 3 | . | 1 | . | 4 | . | . | . | . | 0 | . | . | . | . | 0 | . | . | . | . | 0 | . | . | . | . | 0 | 63.403 | 18.369 | 22.8 | 0 | 104.572 | 8463 | 495 | 4 | 0 | 8962 | 0 | 0 | 0 | 0 | 0
2024 | 2 | CO | 99999 | Adjustment 2024 | Preliminary |  | -17.258 | -24.956 | -4.946 | 0 | -47.16 | . | . | . | . | . | -2.088 | -0.852 | . | . | -2.939 | . | . | . | . | . | . | . | . | . | . | -0.2 | -0.021 | . | . | -0.221 | . | . | . | . | . | . | . | . | . | . | . | -0.003 | . | . | -0.003 | . | . | . | . | . | . | . | . | . | . | . | . | . | . | . | . | . | . | . | . | . | . | . | . | . | . | . | . | . | . | . | . | . | . | . | . | . | . | . | . | -19.346 | -25.807 | -4.946 | 0 | -50.1 | . | . | . | . | . | . | . | . | . | .
2024 | 2 | CT | 4176 | Connecticut Light & Power Co | Preliminary | AC | 554.066 | 204.479 | 29.53 | . | 788.075 | 71129 | 1884 | 90 | . | 73103 | . | 69.087 | . | . | 69.087 | . | 333 | . | . | 333 | . | . | . | . | 0 | . | . | . | . | 0 | . | . | . | . | 0 | . | . | . | . | 0 | . | . | . | . | 0 | . | . | . | . | 0 | . | . | . | . | 0 | 0.086 | 0.013 | . | . | 0.099 | 17 | 4 | . | . | 21 | . | . | . | . | 0 | 0.367 | 44.631 | 10.695 | . | 55.693 | 22 | 89 | 17 | . | 128 | . | . | . | . | 0 | 554.519 | 318.21 | 40.225 | 0 | 912.954 | 71168 | 2310 | 107 | 0 | 73585 | 0 | 0 | 0 | 0 | 0
2024 | 2 | CT | 7716 | Groton Dept of Utilities - (CT) | Preliminary | AC | 4.16 | 0.291 | 0 | 0 | 4.451 | 809 | 6 | 0 | 0 | 815 | 0 | 0 | 0 | 0 | . | 0 | 0 | 0 | 0 | . | 102.41 | 2.97 | 0 | 0 | 105.38 | 0 | 0 | 0 | 0 | . | 0 | 0 | 0 | 0 | . | 0 | 0 | 0 | 0 | . | 0 | 0 | 0 | 0 | . | 0 | 0 | 0 | 0 | . | 0 | 0 | 0 | 0 | . | 0 | 0 | 0 | 0 | . | 0 | 0 | 0 | 0 | . | 0 | 0 | 0 | 0 | . | 0 | 0 | 0 | 0 | . | 0 | 0 | 0 | 0 | . | 0 | 0 | 0 | 0 | . | 4.16 | 0.291 | NM | 0 | 4.451 | 809 | 6 | 0 | 0 | 815 | 102.41 | 2.97 | 0 | 0 | 105.38
2024 | 2 | CT | 19497 | United Illuminating Co | Preliminary | AC | 139.019 | 55.781 | 7.674 | . | 202.474 | 21584 | 404 | 46 | . | 22034 | . | 5.52 | . | . | 5.52 | . | 6 | . | . | 6 | 3573.774 | 1743.388 | 57.733 | . | 5374.895 | 0.023 | . | . | . | 0.023 | 1 | . | . | . | 1 | 0.015 | . | . | . | 0.015 | 0.013 | . | . | . | 0.013 | 4 | . | . | . | 4 | 0.053 | . | . | . | 0.053 | . | 0.03 | 0.1 | . | 0.13 | . | 1 | 1 | . | 2 | . | 0 | 1.76 | . | 1.76 | . | 27.855 | 4.21 | . | 32.065 | . | 31 | 3 | . | 34 | . | 1507.241 | 4.2 | . | 1511.441 | 139.019 | 89.186 | 11.984 | 0 | 240.189 | 21584 | 442 | 50 | 0 | 22076 | 3573.774 | 3250.629 | 63.693 | 0 | 6888.096
2024 | 2 | CT | 20038 | Town of Wallingford - (CT) | Preliminary | AC | 0.421 | 0.827 | . | . | 1.248 | 50 | 5 | . | . | 55 | . | . | . | . | 0 | . | . | . | . | 0 | 1.781 | 3.528 | . | . | 5.309 | . | . | . | . | 0 | . | . | . | . | 0 | . | . | . | . | 0 | . | . | . | . | 0 | . | . | . | . | 0 | . | . | . | . | 0 | . | . | . | . | 0 | . | . | . | . | 0 | . | . | . | . | 0 | . | . | . | . | 0 | . | . | . | . | 0 | . | . | . | . | 0 | 0.421 | 0.827 | NM | 0 | 1.248 | 50 | 5 | 0 | 0 | 55 | 1.781 | 3.528 | 0 | 0 | 5.309
2024 | 2 | CT | 99999 | Adjustment 2024 | Preliminary |  | 0.198 | 0.474 | . | . | 0.672 | . | . | . | . | . | . | . | . | . | . | . | . | . | . | . | . | . | . | . | . | . | . | . | . | . | . | . | . | . | . | . | . | . | . | . | . | . | . | . | . | . | . | . | . | . | . | . | . | . | . | . | . | . | . | . | . | . | . | . | . | . | . | . | . | . | . | . | . | . | . | . | . | . | . | . | . | . | . | . | . | 0.198 | 0.474 | . | . | 0.672 | . | . | . | . | . | . | . | . | . | .
2024 | 2 | DC | 15270 | Potomac Electric Power Co | Preliminary | AC | 94.012 | 54.92 | . | . | 148.932 | 15163 | 793 | . | . | 15956 | 0.014 | 0.149 | . | . | 0.163 | 1 | 3 | . | . | 4 | . | . | . | . | 0 | . | . | . | . | 0 | . | . | . | . | 0 | . | . | . | . | 0 | . | . | . | . | 0 | . | . | . | . | 0 | . | . | . | . | 0 | . | . | . | . | 0 | . | . | . | . | 0 | . | . | . | . | 0 | . | . | . | . | 0 | . | . | . | . | 0 | . | . | . | . | 0 | 94.026 | 55.069 | NM | 0 | 149.095 | 15164 | 796 | 0 | 0 | 15960 | 0 | 0 | 0 | 0 | 0
2024 | 2 | DC | 99999 | Adjustment 2024 | Preliminary |  | . | . | . | . | . | . | . | . | . | . | . | . | . | . | . | . | . | . | . | . | . | . | . | . | . | . | . | . | . | . | . | . | . | . | . | . | . | . | . | . | . | . | . | . | . | . | . | . | . | . | . | . | . | . | . | . | . | . | . | . | . | . | . | . | . | . | . | . | . | . | . | . | . | . | . | . | . | . | . | . | . | . | . | . | . | . | . | . | . | . | . | . | . | . | . | . | . | . | . | .
2024 | 2 | DE | 5027 | Delmarva Power | Preliminary | AC | 71.609 | 18.98 | 4.882 | 0 | 95.471 | 9027 | 305 | 9 | 0 | 9341 | . | . | . | . | 0 | . | . | . | . | 0 | . | . | . | . | 0 | . | . | . | . | 0 | . | . | . | . | 0 | . | . | . | . | 0 | . | . | . | . | 0 | . | . | . | . | 0 | . | . | . | . | 0 | 0.064 | 0.035 | 0 | 0 | 0.099 | 10 | 5 | 0 | 0 | 15 | . | . | . | . | 0 | 0 | 1.45 | 0 | 0 | 1.45 | 0 | 2 | 0 | 0 | 2 | . | . | . | . | 0 | 71.673 | 20.465 | 4.882 | 0 | 97.02 | 9037 | 312 | 9 | 0 | 9358 | 0 | 0 | 0 | 0 | 0
2024 | 2 | DE | 5070 | Delaware Electric Cooperative | Preliminary | DC | 24.421 | 7.62 | . | . | 32.041 | 2940 | 128 | . | . | 3068 | . | . | . | . | 0 | . | . | . | . | 0 | . | . | . | . | 0 | . | . | . | . | 0 | . | . | . | . | 0 | . | . | . | . | 0 | . | . | . | . | 0 | . | . | . | . | 0 | . | . | . | . | 0 | 0.018 | 0.005 | . | . | 0.023 | 7 | 1 | . | . | 8 | . | . | . | . | 0 | . | . | . | . | 0 | . | . | . | . | 0 | . | . | . | . | 0 | 24.439 | 7.625 | NM | 0 | 32.064 | 2947 | 129 | 0 | 0 | 3076 | 0 | 0 | 0 | 0 | 0
2024 | 2 | DE | 5335 | City of Dover - (DE) | Preliminary | AC | 3.961 | 1.862 | 0 | 0 | 5.823 | 519 | 30 | 0 | 0 | 549 | . | . | . | . | 0 | . | . | . | . | 0 | . | . | . | . | 0 | . | . | . | . | 0 | . | . | . | . | 0 | . | . | . | . | 0 | . | . | . | . | 0 | . | . | . | . | 0 | . | . | . | . | 0 | . | . | . | . | 0 | . | . | . | . | 0 | . | . | . | . | 0 | . | . | . | . | 0 | . | . | . | . | 0 | . | . | . | . | 0 | 3.961 | 1.862 | NM | 0 | 5.823 | 519 | 30 | 0 | 0 | 549 | 0 | 0 | 0 | 0 | 0
2024 | 2 | DE | 13519 | City of Newark - (DE) | Preliminary | AC | 1.561 | 0.261 | 1.458 | 0 | 3.28 | 188 | 13 | 5 | 0 | 206 | . | . | . | . | 0 | . | . | . | . | 0 | . | . | . | . | 0 | . | . | . | . | 0 | . | . | . | . | 0 | . | . | . | . | 0 | . | . | . | . | 0 | . | . | . | . | 0 | . | . | . | . | 0 | . | . | . | . | 0 | . | . | . | . | 0 | . | . | . | . | 0 | . | 0.5 | . | . | 0.5 | . | 1 | . | . | 1 | . | . | . | . | 0 | 1.561 | 0.761 | 1.458 | 0 | 3.78 | 188 | 14 | 5 | 0 | 207 | 0 | 0 | 0 | 0 | 0
2024 | 2 | DE | 99999 | Adjustment 2024 | Preliminary |  | 1.405 | -0.123 | NM | . | 5.274 | . | . | . | . | . | . | . | . | . | 0 | . | . | . | . | . | . | . | . | . | . | . | . | . | . | 0 | . | . | . | . | . | . | . | . | . | . | . | . | . | . | 0 | . | . | . | . | . | . | . | . | . | . | . | . | . | . | . | . | . | . | . | . | . | . | . | . | . | . | . | . | . | . | . | . | . | . | . | . | . | . | . | . | 1.405 | -0.123 | NM | . | 5.274 | . | . | . | . | . | . | . | . | . | .
2024 | 2 | FL | 6452 | Florida Power & Light Co | Preliminary | AC | 867.866 | 65.733 | 32.459 | . | 966.058 | 95350 | 831 | 718 | . | 96899 | . | . | . | . | 0 | . | . | . | . | 0 | 41351.504 | 1753.734 | 388.226 | . | 43493.464 | . | . | . | . | 0 | . | . | . | . | 0 | . | . | . | . | 0 | . | . | . | . | 0 | . | . | . | . | 0 | . | . | . | . | 0 | 0.019 | 0.019 | 0.042 | . | 0.08 | 6 | 8 | 4 | . | 18 | 0.294 | 0.177 | . | . | 0.471 | . | . | 5.949 | . | 5.949 | . | . | 4 | . | 4 | . | . | . | . | 0 | 867.885 | 65.752 | 38.45 | 0 | 972.087 | 95356 | 839 | 726 | 0 | 96921 | 41351.798 | 1753.911 | 388.226 | 0 | 43493.935
2024 | 2 | FL | 6455 | Duke Energy Florida, LLC | Preliminary | AC | 744.976 | 46.074 | 11.608 | 0 | 802.658 | 85237 | 832 | 29 | 0 | 86098 | . | . | . | . | 0 | . | . | . | . | 0 | . | . | . | . | 0 | . | . | . | . | 0 | . | . | . | . | 0 | . | . | . | . | 0 | . | . | . | . | 0 | . | . | . | . | 0 | . | . | . | . | 0 | 0.002 | 0.001 | 0 | 0 | 0.003 | 1 | 1 | 0 | 0 | 2 | . | . | . | . | 0 | . | 0.2 | 0.2 | 0 | 0.4 | . | 1 | 1 | . | 2 | . | . | . | . | 0 | 744.978 | 46.275 | 11.808 | 0 | 803.061 | 85238 | 834 | 30 | 0 | 86102 | 0 | 0 | 0 | 0 | 0
2024 | 2 | FL | 6457 | Florida Public Utilities Co | Preliminary | AC | 2.624 | 1.307 | 0 | 0 | 3.931 | 557 | 10 | 0 | 0 | 567 | 0 | 0 | 0 | 0 | 0 | 0 | 0 | 0 | 0 | 0 | 0 | 0 | 0 | 0 | 0 | 0 | 0 | 0 | 0 | 0 | 0 | 0 | 0 | 0 | 0 | 0 | 0 | 0 | 0 | 0 | 0 | 0 | 0 | 0 | 0 | 0 | 0 | 0 | 0 | 0 | 0 | 0 | 0 | 0 | 0 | 0 | 0 | 0 | 0 | 0 | 0 | 0 | 0 | 0 | 0 | 0 | 0 | 0 | 0 | 0 | 0 | 0 | 0 | 0 | 0 | 0 | 0 | 0 | 0 | 0 | 0 | 0 | 0 | 0 | 0 | 2.624 | 1.307 | NM | 0 | 3.931 | 557 | 10 | 0 | 0 | 567 | 0 | 0 | 0 | 0 | 0
2024 | 2 | FL | 9617 | JEA | Preliminary | DC | 48.868 | 9.555 | . | . | 58.423 | 5600 | 119 | . | . | 5719 | . | . | . | . | 0 | . | . | . | . | 0 | 1741.346 | 245.186 | . | . | 1986.532 | . | . | . | . | 0 | . | . | . | . | 0 | . | . | . | . | 0 | . | . | . | . | 0 | . | . | . | . | 0 | . | . | . | . | 0 | . | . | . | . | 0 | . | . | . | . | 0 | . | . | . | . | 0 | . | . | . | . | 0 | . | . | . | . | 0 | . | . | . | . | 0 | 48.868 | 9.555 | NM | 0 | 58.423 | 5600 | 119 | 0 | 0 | 5719 | 1741.346 | 245.186 | 0 | 0 | 1986.532
2024 | 2 | FL | 18454 | Tampa Electric Co | Preliminary | DC | 285.838 | 29.19 | 0.74 | 0 | 315.768 | 25454 | 272 | 3 | 0 | 25729 | 30.8 | 1 | 0 | 0 | 31.8 | 1013 | 47 | 0 | 0 | 1060 | 14486.38 | 558.229 | 19.3 | 0 | 15063.909 | 10.858 | 0.029 | 0 | 0 | 10.887 | 1147 | 1 | 0 | 0 | 1148 | 0 | 0 | 0 | 0 | 0 | 0 | 0 | 0 | 0 | 0 | 0 | 0 | 0 | 0 | 0 | 0 | 0 | 0 | 0 | 0 | 0 | 0 | 0 | 0 | 0 | 0 | 0 | 0 | 0 | 0 | 0 | 0 | 0 | 0 | 0 | 0 | 0.05 | 0 | 0 | 0.05 | 0 | 1 | 0 | 0 | 1 | 0 | 0 | 0 | 0 | 0 | 316.638 | 30.24 | 0.74 | 0 | 347.618 | 26467 | 320 | 3 | 0 | 26790 | 14486.38 | 558.229 | 19.3 | 0 | 15063.909
2024 | 2 | FL | 99999 | Adjustment 2024 | Preliminary |  | 284.574 | 30.844 | 0.465 | 0 | 315.883 | . | . | . | . | . | -5.372 | -0.174 | 0 | 0 | -5.546 | . | . | . | . | . | . | . | . | . | . | -1.894 | -0.005 | 0 | 0 | -1.899 | . | . | . | . | . | . | . | . | . | . | 0 | 0 | 0 | 0 | 0 | . | . | . | . | . | . | . | . | . | . | . | . | . | . | . | . | . | . | . | . | . | . | . | . | . | . | . | . | . | . | . | . | . | . | . | . | . | . | . | . | 279.203 | 30.669 | 0.465 | 0 | 310.337 | . | . | . | . | . | . | . | . | . | .
2024 | 2 | GA | 3916 | Cobb Electric Membership Corp | Preliminary | AC | 3.706 | 3.541 | . | . | 7.247 | 573 | 43 | . | . | 616 | . | . | . | . | 0 | . | . | . | . | 0 | 5.171 | 0 | . | . | 5.171 | . | 1 | . | . | 1 | . | 1 | . | . | 1 | . | 4 | . | . | 4 | . | . | . | . | 0 | . | . | . | . | 0 | . | . | . | . | 0 | . | . | . | . | 0 | . | . | . | . | 0 | . | . | . | . | 0 | . | . | . | . | 0 | . | . | . | . | 0 | . | . | . | . | 0 | 3.706 | 3.541 | NM | 0 | 7.247 | 573 | 43 | 0 | 0 | 616 | 5.171 | 0 | 0 | 0 | 5.171
2024 | 2 | GA | 7140 | Georgia Power Co | Preliminary | AC | 65.358 | 21.345 | 3.173 | . | 89.876 | 9974 | 435 | 33 | . | 10442 | . | . | . | . | 0 | . | . | . | . | 0 | . | . | . | . | 0 | . | . | . | . | 0 | . | . | . | . | 0 | . | . | . | . | 0 | . | . | . | . | 0 | . | . | . | . | 0 | . | . | . | . | 0 | . | . | . | . | 0 | . | . | . | . | 0 | . | . | . | . | 0 | . | . | . | . | 0 | . | . | . | . | 0 | . | . | . | . | 0 | 65.358 | 21.345 | 3.173 | 0 | 89.876 | 9974 | 435 | 33 | 0 | 10442 | 0 | 0 | 0 | 0 | 0
2024 | 2 | GA | 9601 | Jackson Electric Member Corp - (GA) | Preliminary | DC | 8.09 | 3.557 | . | . | 11.647 | 1024 | 29 | . | . | 1053 | . | . | . | . | 0 | . | . | . | . | 0 | 247.464 | 62.899 | . | . | 310.363 | . | . | . | . | 0 | . | . | . | . | 0 | . | . | . | . | 0 | . | . | . | . | 0 | . | . | . | . | 0 | . | . | . | . | 0 | . | . | . | . | 0 | . | . | . | . | 0 | . | . | . | . | 0 | . | . | . | . | 0 | . | . | . | . | 0 | . | . | . | . | 0 | 8.09 | 3.557 | NM | 0 | 11.647 | 1024 | 29 | 0 | 0 | 1053 | 247.464 | 62.899 | 0 | 0 | 310.363
2024 | 2 | GA | 99999 | Adjustment 2024 | Preliminary |  | 40.72 | 8.322 | 2.829 | . | 51.871 | . | . | . | . | . | . | . | . | . | 0 | . | . | . | . | . | . | . | . | . | . | . | . | . | . | 0 | . | . | . | . | . | . | . | . | . | . | . | . | . | . | 0 | . | . | . | . | . | . | . | . | . | . | . | . | . | . | . | . | . | . | . | . | . | . | . | . | . | . | . | . | . | . | . | . | . | . | . | . | . | . | . | . | 40.72 | 8.322 | 2.829 | . | 51.871 | . | . | . | . | . | . | . | . | . | .
2024 | 2 | HI | 8287 | Hawaii Electric Light Co Inc | Preliminary | AC | 77.149 | 21.877 | 1.431 | . | 100.457 | 13719 | 749 | 31 | . | 14499 | . | . | . | . | 0 | . | . | . | . | 0 | . | . | . | . | 0 | 15.352 | 1.23 | 0.003 | . | 16.585 | 2068 | 34 | 1 | . | 2103 | 36.422 | 2.005 | . | . | 38.427 | . | . | . | . | 0 | . | . | . | . | 0 | . | . | . | . | 0 | 0.05 | . | 0.167 | . | 0.217 | 15 | . | 3 | . | 18 | . | . | . | . | 0 | . | . | 0.049 | . | 0.049 | . | . | 1 | . | 1 | . | . | . | . | 0 | 77.199 | 21.877 | 1.647 | 0 | 100.723 | 13734 | 749 | 35 | 0 | 14518 | 0 | 0 | 0 | 0 | 0
2024 | 2 | HI | 10071 | Kauai Island Utility Cooperative | Preliminary | AC | 25.3 | 10.826 | 0 | 0 | 36.126 | 5697 | 413 | 0 | 0 | 6110 | 0 | 0 | 0 | 0 | 0 | 0 | 0 | 0 | 0 | 0 | 1155.59 | 306.433 | 0 | 0 | 1462.023 | 13.019 | 1.234 | 0 | 0 | 14.253 | 1821 | 38 | 0 | 0 | 1859 | 33.575 | 3.065 | 0 | 0 | 36.64 | 0 | 0 | 0 | 0 | 0 | 0 | 0 | 0 | 0 | 0 | 0 | 0 | 0 | 0 | 0 | 0.01 | 0.001 | 0 | 0 | 0.011 | 6 | 1 | 0 | 0 | 7 | 0.164 | 0 | 0 | 0 | 0.164 | 0 | 0 | 0 | 0 | 0 | 0 | 0 | 0 | 0 | 0 | 0 | 0 | 0 | 0 | 0 | 25.31 | 10.827 | NM | 0 | 36.137 | 5703 | 414 | 0 | 0 | 6117 | 1155.754 | 306.433 | 0 | 0 | 1462.187
2024 | 2 | HI | 11843 | Maui Electric Co Ltd | Preliminary | AC | 68.601 | 29.127 | . | . | 97.728 | 12684 | 1031 | . | . | 13715 | . | . | . | . | 0 | . | . | . | . | 0 | . | . | . | . | 0 | 14.651 | 1.129 | . | . | 15.78 | 1838 | 39 | . | . | 1877 | 38.53 | 2.737 | . | . | 41.267 | . | . | . | . | 0 | . | . | . | . | 0 | . | . | . | . | 0 | 0.021 | 0.057 | . | . | 0.078 | 7 | 5 | . | . | 12 | . | . | . | . | 0 | . | . | . | . | 0 | . | . | . | . | 0 | . | . | . | . | 0 | 68.622 | 29.184 | NM | 0 | 97.806 | 12691 | 1036 | 0 | 0 | 13727 | 0 | 0 | 0 | 0 | 0
2024 | 2 | HI | 19547 | Hawaiian Electric Co Inc | Preliminary | AC | 320.701 | 66.612 | . | . | 387.313 | 62154 | 1796 | . | . | 63950 | . | . | . | . | 0 | . | . | . | . | 0 | . | . | . | . | 0 | 79.873 | 0.736 | . | . | 80.609 | 10272 | 33 | . | . | 10305 | 212.157 | 2.518 | . | . | 214.675 | . | . | . | . | 0 | . | . | . | . | 0 | . | . | . | . | 0 | 0.001 | 0.024 | . | . | 0.025 | 1 | 3 | . | . | 4 | . | . | . | . | 0 | . | . | . | . | 0 | . | . | . | . | 0 | . | . | . | . | 0 | 320.702 | 66.636 | NM | 0 | 387.338 | 62155 | 1799 | 0 | 0 | 63954 | 0 | 0 | 0 | 0 | 0
2024 | 2 | HI | 99999 | Adjustment 2024 | Preliminary |  | . | . | . | . | . | . | . | . | . | . | . | . | . | . | . | . | . | . | . | . | . | . | . | . | . | . | . | . | . | . | . | . | . | . | . | . | . | . | . | . | . | . | . | . | . | . | . | . | . | . | . | . | . | . | . | . | . | . | . | . | . | . | . | . | . | . | . | . | . | . | . | . | . | . | . | . | . | . | . | . | . | . | . | . | . | . | . | . | . | . | . | . | . | . | . | . | . | . | . | .
2024 | 2 | IA | 9417 | Interstate Power and Light Co | Preliminary | AC | 71.612 | 99.057 | 1.693 | . | 172.362 | 8677 | 2841 | 14 | . | 11532 | . | . | . | . | 0 | . | . | . | . | 0 | . | . | . | . | 0 | . | . | . | . | 0 | . | . | . | . | 0 | . | . | . | . | 0 | . | . | . | . | 0 | . | . | . | . | 0 | . | . | . | . | 0 | 0.314 | 3.907 | 0.01 | . | 4.231 | 42 | 61 | 1 | . | 104 | . | . | . | . | 0 | . | 0.4 | . | . | 0.4 | . | 1 | . | . | 1 | . | . | . | . | 0 | 71.926 | 103.364 | 1.703 | 0 | 176.993 | 8719 | 2903 | 15 | 0 | 11637 | 0 | 0 | 0 | 0 | 0
2024 | 2 | IA | 12341 | MidAmerican Energy Co | Preliminary | AC | 32.64 | 22.818 | 6.882 | . | 62.34 | 4035 | 526 | 25 | . | 4586 | . | . | . | . | 0 | . | . | . | . | 0 | 778.87 | 220.803 | 9.029 | . | 1008.702 | . | . | . | . | 0 | . | . | . | . | 0 | . | . | . | . | 0 | . | . | . | . | 0 | . | . | . | . | 0 | . | . | . | . | 0 | 0.403 | 0.78 | 0.114 | . | 1.297 | 42 | 19 | 2 | . | 63 | 5.776 | 6 | 0 | . | 11.776 | . | . | 2 | . | 2 | . | . | 1 | . | 1 | . | . | 0 | . | 0 | 33.043 | 23.598 | 8.996 | 0 | 65.637 | 4077 | 545 | 28 | 0 | 4650 | 784.646 | 226.803 | 9.029 | 0 | 1020.478
2024 | 2 | IA | 99999 | Adjustment 2024 | Preliminary |  | 26.054 | 13.935 | 0.063 | . | 40.052 | . | . | . | . | . | . | . | . | . | . | . | . | . | . | . | . | . | . | . | . | . | . | . | . | . | . | . | . | . | . | . | . | . | . | . | . | . | . | . | . | . | . | . | . | . | . | . | . | . | . | . | . | . | . | . | . | . | . | . | . | . | . | . | . | . | . | . | . | . | . | . | . | . | . | . | . | . | . | . | . | 26.054 | 13.935 | 0.063 | . | 40.052 | . | . | . | . | . | . | . | . | . | .
2024 | 2 | ID | 9187 | City of Idaho Falls - (ID) | Preliminary | AC | 1.117 | 0.09 | 0 | 0 | 1.207 | 154 | 5 | 0 | 0 | 159 | 0 | 0 | 0 | 0 | 0 | 0 | 0 | 0 | 0 | 0 | 0 | 0 | 0 | 0 | 0 | 0 | 0 | 0 | 0 | 0 | 0 | 0 | 0 | 0 | 0 | 0 | 0 | 0 | 0 | 0 | 0 | 0 | 0 | 0 | 0 | 0 | 0 | 0 | 0 | 0 | 0 | 0 | 0 | 0 | 0 | 0 | 0 | 0 | 0 | 0 | 0 | 0 | 0 | 0 | 0 | 0 | 0 | 0 | 0 | 0 | 0 | 0 | 0 | 0 | 0 | 0 | 0 | 0 | 0 | 0 | 0 | 0 | 0 | 0 | 0 | 1.117 | 0.09 | NM | 0 | 1.207 | 154 | 5 | 0 | 0 | 159 | 0 | 0 | 0 | 0 | 0
2024 | 2 | ID | 9191 | Idaho Power Co | Preliminary | DC | 129.475 | 8.525 | 20.805 | . | 158.805 | 16978 | 301 | 225 | . | 17504 | . | . | . | . | 0 | . | . | . | . | 0 | . | . | . | . | 0 | . | . | . | . | 0 | . | . | . | . | 0 | . | . | . | . | 0 | . | . | . | . | 0 | . | . | . | . | 0 | . | . | . | . | 0 | 0.103 | . | . | . | 0.103 | 23 | . | . | . | 23 | . | . | . | . | 0 | 0.076 | 0.085 | . | . | 0.161 | 7 | 4 | . | . | 11 | . | . | . | . | 0 | 129.654 | 8.61 | 20.805 | 0 | 159.069 | 17008 | 305 | 225 | 0 | 17538 | 0 | 0 | 0 | 0 | 0
2024 | 2 | ID | 10454 | Kootenai Electric Cooperative | Preliminary | DC | 1.364 | . | . | . | 1.364 | 186 | . | . | . | 186 | 0.052 | . | . | . | 0.052 | 54 | . | . | . | 54 | . | . | . | . | 0 | . | . | . | . | 0 | . | . | . | . | 0 | . | . | . | . | 0 | . | . | . | . | 0 | . | . | . | . | 0 | . | . | . | . | 0 | 0.018 | . | . | . | 0.018 | 5 | . | . | . | 5 | . | . | . | . | 0 | . | . | . | . | 0 | . | . | . | . | 0 | . | . | . | . | 0 | 1.434 | NM | NM | 0 | 1.434 | 245 | 0 | 0 | 0 | 245 | 0 | 0 | 0 | 0 | 0
2024 | 2 | ID | 11273 | Lower Valley Energy Inc | Preliminary | AC | 0.022 | . | . | . | 0.022 | 2 | . | . | . | 2 | . | . | . | . | 0 | . | . | . | . | 0 | . | . | . | . | 0 | . | . | . | . | 0 | . | . | . | . | 0 | . | . | . | . | 0 | . | . | . | . | 0 | . | . | . | . | 0 | . | . | . | . | 0 | 0.002 | . | . | . | 0.002 | 1 | . | . | . | 1 | . | . | . | . | 0 | . | . | . | . | 0 | . | . | . | . | 0 | . | . | . | . | 0 | 0.024 | NM | NM | 0 | 0.024 | 3 | 0 | 0 | 0 | 3 | 0 | 0 | 0 | 0 | 0
2024 | 2 | ID | 14354 | PacifiCorp | Preliminary | DC | 21.643 | 1.273 | 0.399 | 0 | 23.315 | 2592 | 65 | 7 | 0 | 2664 | . | . | . | . | 0 | . | . | . | . | 0 | . | . | . | . | 0 | 2.93 | 0.031 | 0 | 0 | 2.961 | 311 | 2 | 0 | 0 | 313 | 3.844 | 0.062 | 0 | 0 | 3.906 | . | . | . | . | 0 | . | . | . | . | 0 | . | . | . | . | 0 | 0.222 | 0.057 | 0 | 0 | 0.279 | 65 | 8 | 0 | 0 | 73 | . | . | . | . | 0 | 0.008 | 0 | 0 | 0 | 0.008 | 2 | 0 | 0 | 0 | 2 | . | . | . | . | 0 | 21.873 | 1.33 | 0.399 | 0 | 23.602 | 2659 | 73 | 7 | 0 | 2739 | 0 | 0 | 0 | 0 | 0
2024 | 2 | ID | 20169 | Avista Corp | Preliminary | AC | 3.691 | 0.629 | . | . | 4.32 | 574 | 30 | . | . | 604 | . | . | . | . | 0 | . | . | . | . | 0 | . | . | . | . | 0 | . | . | . | . | 0 | . | . | . | . | 0 | . | . | . | . | 0 | . | . | . | . | 0 | . | . | . | . | 0 | . | . | . | . | 0 | 0.013 | 0.002 | . | . | 0.015 | 5 | 1 | . | . | 6 | . | . | . | . | 0 | 0.014 | 0.065 | . | . | 0.079 | 3 | 1 | . | . | 4 | . | . | . | . | 0 | 3.718 | 0.696 | NM | 0 | 4.414 | 582 | 32 | 0 | 0 | 614 | 0 | 0 | 0 | 0 | 0
2024 | 2 | ID | 99999 | Adjustment 2024 | Preliminary |  | -24.577 | -1.331 | -3.698 | 0 | -29.606 | . | . | . | . | . | -0.009 | . | . | . | -0.009 | . | . | . | . | . | . | . | . | . | . | -0.511 | -0.005 | 0 | 0 | -0.516 | . | . | . | . | . | . | . | . | . | . | . | . | . | . | 0 | . | . | . | . | . | . | . | . | . | . | . | . | . | . | . | . | . | . | . | . | . | . | . | . | . | . | . | . | . | . | . | . | . | . | . | . | . | . | . | . | -24.586 | -1.331 | -3.698 | 0 | -29.615 | . | . | . | . | . | . | . | . | . | .
2024 | 2 | IL | 4110 | Commonwealth Edison Co | Preliminary | AC | 377.397 | 205.39 | . | . | 582.787 | 52574 | 1217 | . | . | 53791 | 91.924 | 70.319 | . | . | 162.243 | 19930 | 4086 | . | . | 24016 | . | . | . | . | 0 | . | . | . | . | 0 | . | . | . | . | 0 | . | . | . | . | 0 | . | . | . | . | 0 | . | . | . | . | 0 | . | . | . | . | 0 | 0.18 | 2.418 | . | . | 2.598 | 32 | 12 | . | . | 44 | . | . | . | . | 0 | . | 0.375 | . | . | 0.375 | . | 1 | . | . | 1 | . | . | . | . | 0 | 469.501 | 278.502 | NM | 0 | 748.003 | 72536 | 5316 | 0 | 0 | 77852 | 0 | 0 | 0 | 0 | 0
2024 | 2 | IL | 12341 | MidAmerican Energy Co | Preliminary | AC | 3.457 | 5.361 | 2.18 | . | 10.998 | 413 | 88 | 4 | . | 505 | . | . | . | . | 0 | . | . | . | . | 0 | 11.922 | 27.805 | . | . | 39.727 | . | . | . | . | 0 | . | . | . | . | 0 | . | . | . | . | 0 | . | . | . | . | 0 | . | . | . | . | 0 | . | . | . | . | 0 | 0.002 | 0.62 | . | . | 0.622 | 1 | 2 | . | . | 3 | . | . | . | . | 0 | . | . | . | . | 0 | . | . | . | . | 0 | . | . | . | . | 0 | 3.459 | 5.981 | 2.18 | 0 | 11.62 | 414 | 90 | 4 | 0 | 508 | 11.922 | 27.805 | 0 | 0 | 39.727
2024 | 2 | IL | 13032 | Mt Carmel Public Utility Co | Preliminary | AC | 0.479 | 0.171 | 0 | 0 | 0.65 | 43 | 8 | 0 | 0 | 51 | . | . | . | . | . | . | . | . | . | . | 22.501 | 4.504 | 0 | 0 | 27.005 | . | . | . | . | . | . | . | . | . | . | . | . | . | . | . | . | . | . | . | . | . | . | . | . | . | . | . | . | . | . | . | . | . | . | . | . | . | . | . | . | . | . | . | . | . | . | . | . | . | . | . | . | . | . | . | . | . | . | . | . | 0.479 | 0.171 | NM | 0 | 0.65 | 43 | 8 | 0 | 0 | 51 | 22.501 | 4.504 | 0 | 0 | 27.005
2024 | 2 | IL | 56697 | Ameren Illinois Company | Preliminary | DC | 189.701 | 157.147 | . | . | 346.848 | 19255 | 2113 | . | . | 21368 | 39.239 | 61.302 | . | . | 100.541 | 7506 | 1726 | . | . | 9232 | . | . | . | . | 0 | . | . | . | . | 0 | . | . | . | . | 0 | . | . | . | . | 0 | . | . | . | . | 0 | . | . | . | . | 0 | . | . | . | . | 0 | 0.353 | 0.126 | . | . | 0.479 | 73 | 20 | . | . | 93 | . | . | . | . | 0 | . | . | . | . | 0 | . | . | . | . | 0 | . | . | . | . | 0 | 229.293 | 218.575 | NM | 0 | 447.868 | 26834 | 3859 | 0 | 0 | 30693 | 0 | 0 | 0 | 0 | 0
2024 | 2 | IL | 99999 | Adjustment 2024 | Preliminary |  | 18.548 | -12.178 | 0.805 | . | 7.175 | . | . | . | . | . | -6.843 | -10.691 | . | . | -17.534 | . | . | . | . | . | . | . | . | . | . | . | . | . | . | 0 | . | . | . | . | . | . | . | . | . | . | . | . | . | . | 0 | . | . | . | . | . | . | . | . | . | . | . | . | . | . | . | . | . | . | . | . | . | . | . | . | . | . | . | . | . | . | . | . | . | . | . | . | . | . | . | . | 11.705 | -22.87 | 0.805 | . | -10.36 | . | . | . | . | . | . | . | . | . | .
2024 | 2 | IN | 9273 | Indianapolis Power & Light Co | Preliminary | AC | 7.429 | 5.219 | . | . | 12.648 | 1020 | 89 | . | . | 1109 | . | . | . | . | 0 | . | . | . | . | 0 | . | . | . | . | 0 | . | . | . | . | 0 | . | . | . | . | 0 | . | . | . | . | 0 | . | . | . | . | 0 | . | . | . | . | 0 | . | . | . | . | 0 | . | 0.05 | . | . | 0.05 | . | 1 | . | . | 1 | . | . | . | . | 0 | . | . | . | . | 0 | . | . | . | . | 0 | . | . | . | . | 0 | 7.429 | 5.269 | NM | 0 | 12.698 | 1020 | 90 | 0 | 0 | 1110 | 0 | 0 | 0 | 0 | 0
2024 | 2 | IN | 9324 | Indiana Michigan Power Co | Preliminary | AC | 13.339 | 17.205 | 5.096 | 0 | 35.64 | 1502 | 223 | 21 | . | 1746 | 0 | 0 | 0 | 0 | 0 | 0 | 0 | 0 | 0 | 0 | 477.766 | 475.866 | 111.853 | 0 | 1065.485 | 1.518 | 0 | 0.05 | 0 | 1.568 | 318 | 0 | 1 | 0 | 319 | 3.721 | 0 | 0.038 | 0 | 3.759 | 0 | 0 | 0 | 0 | 0 | 0 | 0 | 0 | 0 | 0 | 0 | 0 | 0 | 0 | 0 | 0.095 | 0.025 | 0.01 | 0 | 0.13 | 23 | 6 | 1 | 0 | 30 | 0.409 | 0 | 0 | 0 | 0.409 | 0 | 0.24 | 0 | 0 | 0.24 | 0 | 1 | 0 | 0 | 1 | 0 | 0 | 0 | 0 | 0 | 13.434 | 17.47 | 5.106 | 0 | 36.01 | 1525 | 230 | 22 | 0 | 1777 | 478.175 | 475.866 | 111.853 | 0 | 1065.894
2024 | 2 | IN | 13756 | Northern Indiana Pub Serv Co | Preliminary | AC | 12.511 | 45.703 | . | . | 58.214 | 1347 | 184 | . | . | 1531 | . | . | . | . | 0 | . | . | . | . | 0 | 429.395 | 997.116 | . | . | 1426.511 | . | . | . | . | 0 | . | . | . | . | 0 | . | . | . | . | 0 | . | . | . | . | 0 | . | . | . | . | 0 | . | . | . | . | 0 | 0.095 | 1.822 | . | . | 1.917 | 21 | 6 | . | . | 27 | 0.432 | 103.4 | . | . | 103.832 | . | . | . | . | 0 | . | . | . | . | 0 | . | . | . | . | 0 | 12.606 | 47.525 | NM | 0 | 60.131 | 1368 | 190 | 0 | 0 | 1558 | 429.827 | 1100.516 | 0 | 0 | 1530.343
2024 | 2 | IN | 15470 | Duke Energy Indiana, LLC | Preliminary | AC | 30.287 | 47.865 | 4.299 | 0 | 82.451 | 3785 | 441 | 9 | 0 | 4235 | . | . | . | . | 0 | . | . | . | . | 0 | . | . | . | . | 0 | . | . | . | . | 0 | . | . | . | . | 0 | . | . | . | . | 0 | . | . | . | . | 0 | . | . | . | . | 0 | . | . | . | . | 0 | 0.061 | 2.13 | 0 | 0 | 2.191 | 22 | 10 | 0 | 0 | 32 | . | . | . | . | 0 | . | . | . | . | 0 | . | . | . | . | 0 | . | . | . | . | 0 | 30.348 | 49.995 | 4.299 | 0 | 84.642 | 3807 | 451 | 9 | 0 | 4267 | 0 | 0 | 0 | 0 | 0
2024 | 2 | IN | 17633 | Southern Indiana Gas & Elec Co | Preliminary | AC | 8.916 | 11.101 | . | . | 20.017 | 838 | 126 | . | . | 964 | . | . | . | . | 0 | . | . | . | . | 0 | 0 | 0 | . | . | 0 | . | . | . | . | 0 | . | . | . | . | 0 | . | . | . | . | 0 | . | . | . | . | 0 | . | . | . | . | 0 | . | . | . | . | 0 | 0.002 | 0.002 | . | . | 0.004 | 1 | 1 | . | . | 2 | 0 | 0 | . | . | 0 | . | . | . | . | 0 | . | . | . | . | 0 | . | . | . | . | 0 | 8.918 | 11.103 | NM | 0 | 20.021 | 839 | 127 | 0 | 0 | 966 | 0 | 0 | 0 | 0 | 0
2024 | 2 | IN | 99999 | Adjustment 2024 | Preliminary |  | 24.795 | 1.67 | 2.106 | . | 28.571 | . | . | . | . | . | . | . | . | . | . | . | . | . | . | . | . | . | . | . | . | . | . | . | . | . | . | . | . | . | . | . | . | . | . | . | . | . | . | . | . | . | . | . | . | . | . | . | . | . | . | . | . | . | . | . | . | . | . | . | . | . | . | . | . | . | . | . | . | . | . | . | . | . | . | . | . | . | . | . | . | 24.795 | 1.67 | 2.106 | . | 28.571 | . | . | . | . | . | . | . | . | . | .
2024 | 2 | KS | 5860 | Empire District Electric Co | Preliminary | AC | 0.86 | 0.419 | . | . | 1.279 | 79 | 18 | . | . | 97 | . | . | . | . | 0 | . | . | . | . | 0 | 1.167 | . | . | . | 0 | . | . | . | . | 0 | . | . | . | . | 0 | . | . | . | . | 0 | . | . | . | . | 0 | . | . | . | . | 0 | . | . | . | . | 0 | . | . | . | . | 0 | . | . | . | . | 0 | . | . | . | . | 0 | . | . | . | . | 0 | . | . | . | . | 0 | . | . | . | . | 0 | 0.86 | 0.419 | NM | 0 | 1.279 | 79 | 18 | 0 | 0 | 97 | 1.167 | 0 | 0 | 0 | 1.167
2024 | 2 | KS | 9996 | City of Kansas City - (KS) | Preliminary | AC | 1.821 | 1.062 | . | . | 2.883 | 274 | 20 | . | . | 294 | 0.023 | 0.402 | . | . | 0.425 | 23 | 3 | . | . | 26 | 53.864 | 7.003 | . | . | 60.867 | . | . | . | . | 0 | . | . | . | . | 0 | . | . | . | . | 0 | . | . | . | . | 0 | . | . | . | . | 0 | . | . | . | . | 0 | . | . | . | . | 0 | . | . | . | . | 0 | . | . | . | . | 0 | . | . | . | . | 0 | . | . | . | . | 0 | . | . | . | . | 0 | 1.844 | 1.464 | NM | 0 | 3.308 | 297 | 23 | 0 | 0 | 320 | 53.864 | 7.003 | 0 | 0 | 60.867
2024 | 2 | KS | 10000 | Evergy Metro | Preliminary | DC | 11.944 | 3.86 | 0.439 | . | 16.243 | 1349 | 94 | 6 | . | 1449 | 1.932 | 0.007 | . | . | 1.939 | 503 | 1 | . | . | 504 | 432.284 | 63.037 | 4.412 | . | 499.733 | . | . | . | . | 0 | . | . | . | . | 0 | . | . | . | . | 0 | . | . | . | . | 0 | . | . | . | . | 0 | . | . | . | . | 0 | 0.01 | 0.022 | . | . | 0.032 | 3 | 3 | . | . | 6 | 0.263 | 1.017 | . | . | 1.28 | . | . | . | . | 0 | . | . | . | . | 0 | . | . | . | . | 0 | 13.886 | 3.889 | 0.439 | 0 | 18.214 | 1855 | 98 | 6 | 0 | 1959 | 432.547 | 64.054 | 4.412 | 0 | 501.013
2024 | 2 | KS | 10005 | Evergy Kansas South, Inc | Preliminary | AC | 18.442 | 4.02 | 0.142 | . | 22.604 | 2333 | 81 | 5 | . | 2419 | 0.343 | 0.198 | . | . | 0.541 | 198 | 8 | . | . | 206 | 687.048 | 86.145 | 1.519 | . | 774.712 | . | . | . | . | 0 | . | . | . | . | 0 | . | . | . | . | 0 | . | . | . | . | 0 | . | . | . | . | 0 | . | . | . | . | 0 | 0.032 | 0.002 | . | . | 0.034 | 9 | 1 | . | . | 10 | 0.935 | 0 | . | . | 0.935 | 0.2 | . | . | . | 0.2 | 3 | . | . | . | 3 | 0.945 | . | . | . | 0.945 | 19.017 | 4.22 | 0.142 | 0 | 23.379 | 2543 | 90 | 5 | 0 | 2638 | 688.928 | 86.145 | 1.519 | 0 | 776.592
2024 | 2 | KS | 22500 | Evergy Kansas Central, Inc | Preliminary | AC | 20.717 | 6.605 | 0.759 | . | 28.081 | 2489 | 171 | 5 | . | 2665 | 0.461 | 0.019 | . | . | 0.48 | 309 | 5 | . | . | 314 | 666.179 | 93.6 | 2.747 | . | 762.526 | . | . | . | . | 0 | . | . | . | . | 0 | . | . | . | . | 0 | . | . | . | . | 0 | . | . | . | . | 0 | . | . | . | . | 0 | 0.085 | 0.359 | . | . | 0.444 | 15 | 11 | . | . | 26 | 0.818 | 1.04 | . | . | 1.858 | 0.008 | 0.01 | . | . | 0.018 | 3 | 1 | . | . | 4 | 0.038 | 0 | . | . | 0.038 | 21.271 | 6.993 | 0.759 | 0 | 29.023 | 2816 | 188 | 5 | 0 | 3009 | 667.035 | 94.64 | 2.747 | 0 | 764.422
2024 | 2 | KS | 99999 | Adjustment 2024 | Preliminary |  | 7.229 | 0.874 | -0.077 | . | 8.026 | . | . | . | . | . | -0.337 | -0.001 | . | . | -0.338 | . | . | . | . | . | . | . | . | . | . | . | . | . | . | 0 | . | . | . | . | . | . | . | . | . | . | . | . | . | . | 0 | . | . | . | . | . | . | . | . | . | . | . | . | . | . | . | . | . | . | . | . | . | . | . | . | . | . | . | . | . | . | . | . | . | . | . | . | . | . | . | . | 6.892 | 0.873 | -0.077 | . | 7.688 | . | . | . | . | . | . | . | . | . | .
2024 | 2 | KY | 9964 | Kenergy Corp | Preliminary | AC | 4.637 | 1.112 | 0 | 0 | 5.749 | 421 | 50 | 0 | 0 | 471 | . | . | . | . | 0 | . | . | . | . | 0 | . | . | . | . | 0 | . | . | . | . | 0 | . | . | . | . | 0 | . | . | . | . | 0 | . | . | . | . | 0 | . | . | . | . | 0 | . | . | . | . | 0 | . | . | . | . | 0 | . | . | . | . | 0 | . | . | . | . | 0 | . | . | . | . | 0 | . | . | . | . | 0 | . | . | . | . | 0 | 4.637 | 1.112 | NM | 0 | 5.749 | 421 | 50 | 0 | 0 | 471 | 0 | 0 | 0 | 0 | 0
2024 | 2 | KY | 10171 | Kentucky Utilities Co | Preliminary | DC | 18.874 | 3.668 | 0.07 | 0 | 22.612 | 2140 | 215 | 3 | 0 | 2358 | . | . | . | . | 0 | . | . | . | . | 0 | 703.902 | 136.15 | 0.8 | 0 | 840.852 | 1.006 | 0.057 | . | . | 1.063 | 164 | 5 | . | . | 169 | 0 | 0 | . | . | 0 | . | . | . | . | 0 | . | . | . | . | 0 | . | . | . | . | 0 | 0.009 | 0.002 | . | . | 0.011 | 4 | 1 | . | . | 5 | 0 | 0.009 | . | . | 0.009 | . | . | 0.05 | . | 0.05 | . | . | 1 | . | 1 | . | . | . | . | 0 | 18.883 | 3.67 | 0.12 | 0 | 22.673 | 2144 | 216 | 4 | 0 | 2364 | 703.902 | 136.159 | 0.8 | 0 | 840.861
2024 | 2 | KY | 11249 | Louisville Gas & Electric Co | Preliminary | DC | 20.259 | 1.463 | 0 | . | 21.722 | 2589 | 77 | 0 | . | 2666 | . | . | . | . | 0 | . | . | . | . | 0 | 588.12 | 33.542 | 0 | . | 621.662 | 0.627 | 0.02 | . | . | 0.647 | 92 | 2 | . | . | 94 | 0 | 0 | . | . | 0 | . | . | . | . | 0 | . | . | . | . | 0 | . | . | . | . | 0 | 0.008 | 0.006 | . | . | 0.014 | 3 | 2 | . | . | 5 | 0.031 | 0.006 | . | . | 0.037 | . | . | . | . | 0 | . | . | . | . | 0 | . | . | . | . | 0 | 20.267 | 1.469 | NM | 0 | 21.736 | 2592 | 79 | 0 | 0 | 2671 | 588.151 | 33.548 | 0 | 0 | 621.699
2024 | 2 | KY | 17564 | South Kentucky Rural E C C | Preliminary | AC | 1.258 | 0.133 | 0.073 | . | 1.464 | 143 | 9 | 2 | . | 154 | . | . | . | . | 0 | . | . | . | . | 0 | 30.751 | 4.559 | 0.141 | . | 35.451 | . | . | . | . | 0 | . | . | . | . | 0 | . | . | . | . | 0 | . | . | . | . | 0 | . | . | . | . | 0 | . | . | . | . | 0 | . | . | . | . | 0 | . | . | . | . | 0 | . | . | . | . | 0 | . | . | . | . | 0 | . | . | . | . | 0 | . | . | . | . | 0 | 1.258 | 0.133 | 0.073 | 0 | 1.464 | 143 | 9 | 2 | 0 | 154 | 30.751 | 4.559 | 0.141 | 0 | 35.451
2024 | 2 | KY | 19446 | Duke Energy Kentucky | Preliminary | AC | 5.455 | 0.806 | 0.017 | . | 6.278 | 796 | 18 | 2 | . | 816 | . | . | . | . | 0 | . | . | . | . | 0 | . | . | . | . | 0 | . | . | . | . | 0 | . | . | . | . | 0 | . | . | . | . | 0 | . | . | . | . | 0 | . | . | . | . | 0 | . | . | . | . | 0 | . | . | . | . | 0 | . | . | . | . | 0 | . | . | . | . | 0 | . | . | . | . | 0 | . | . | . | . | 0 | . | . | . | . | 0 | 5.455 | 0.806 | 0.017 | 0 | 6.278 | 796 | 18 | 2 | 0 | 816 | 0 | 0 | 0 | 0 | 0
2024 | 2 | KY | 22053 | Kentucky Power Co | Preliminary | AC | 2.443 | 0.879 | 0.03 | . | 3.352 | 259 | 32 | 1 | . | 292 | 0 | 0 | 0 | 0 | 0 | 0 | 0 | 0 | 0 | 0 | 78.122 | 7.654 | 0 | 0 | 85.776 | 0.286 | 0 | 0.01 | 0 | 0.296 | 53 | 0 | 1 | 0 | 54 | 0.755 | 0 | 0.01 | 0 | 0.765 | 0 | 0 | 0 | 0 | 0 | 0 | 0 | 0 | 0 | 0 | 0 | 0 | 0 | 0 | 0 | 0 | 0 | . | 0 | 0 | 0 | 0 | 0 | 0 | 0 | 0 | 0 | 0 | 0 | 0 | 0 | 0 | 0 | 0 | 0 | 0 | 0 | 0 | 0 | 0 | 0 | 0 | 0 | 0 | 0 | 2.443 | 0.879 | 0.03 | 0 | 3.352 | 259 | 32 | 1 | 0 | 292 | 78.122 | 7.654 | 0 | 0 | 85.776
2024 | 2 | KY | 49998 | City of Berea Municipal Utility | Preliminary | AC | 0.126 | 0.261 | 0 | 0 | 0.387 | 23 | 8 | 0 | 0 | 31 | 0 | 0 | 0 | 0 | 0 | 0 | 0 | 0 | 0 | 0 | 2.466 | 0.307 | 0 | 0 | 2.773 | 0 | 0 | 0 | 0 | 0 | 0 | 0 | 0 | 0 | 0 | 0 | 0 | 0 | 0 | 0 | 0 | 0 | 0 | 0 | 0 | 0 | 0 | 0 | 0 | 0 | 0 | 0 | 0 | 0 | 0 | 0 | 0 | 0 | 0 | 0 | 0 | 0 | 0 | 0 | 0 | 0 | 0 | 0 | 0 | 0 | 0 | 0 | 0 | 0 | 0 | 0 | 0 | 0 | 0 | 0 | 0 | 0 | 0 | 0 | 0 | 0.126 | 0.261 | NM | 0 | 0.387 | 23 | 8 | 0 | 0 | 31 | 2.466 | 0.307 | 0 | 0 | 2.773
2024 | 2 | KY | 99999 | Adjustment 2024 | Preliminary |  | 20.246 | 2.345 | -0.012 | 0 | 22.579 | . | . | . | . | . | . | . | . | . | 0 | . | . | . | . | . | . | . | . | . | . | -0.285 | -0.013 | . | . | -0.298 | . | . | . | . | . | . | . | . | . | . | . | . | . | . | 0 | . | . | . | . | . | . | . | . | . | . | . | . | . | . | . | . | . | . | . | . | . | . | . | . | . | . | . | . | . | . | . | . | . | . | . | . | . | . | . | . | 20.246 | 2.345 | -0.012 | 0 | 22.579 | . | . | . | . | . | . | . | . | . | .
2024 | 2 | LA | 3265 | Cleco Power LLC | Preliminary | AC | 20.768 | 1.463 | 0 | 0 | 22.231 | 3630 | 124 | 0 | 0 | 3754 | . | . | . | . | 0 | . | . | . | . | 0 | . | . | . | . | 0 | . | . | . | . | 0 | . | . | . | . | 0 | . | . | . | . | 0 | . | . | . | . | 0 | . | . | . | . | 0 | . | . | . | . | 0 | 0.008 | . | . | . | 0.008 | 4 | . | . | . | 4 | . | . | . | . | 0 | . | . | . | . | 0 | . | . | . | . | 0 | . | . | . | . | 0 | 20.776 | 1.463 | NM | 0 | 22.239 | 3634 | 124 | 0 | 0 | 3758 | 0 | 0 | 0 | 0 | 0
2024 | 2 | LA | 11241 | Entergy Louisiana LLC | Preliminary | DC | 83.045 | 7.992 | 0.097 | . | 91.134 | 12794 | 581 | 4 | . | 13379 | . | . | . | . | 0 | . | . | . | . | 0 | . | . | . | . | 0 | . | . | . | . | 0 | . | . | . | . | 0 | . | . | . | . | 0 | . | . | . | . | 0 | . | . | . | . | 0 | . | . | . | . | 0 | . | . | . | . | 0 | . | . | . | . | 0 | . | . | . | . | 0 | . | . | . | . | 0 | . | . | . | . | 0 | . | . | . | . | 0 | 83.045 | 7.992 | 0.097 | 0 | 91.134 | 12794 | 581 | 4 | 0 | 13379 | 0 | 0 | 0 | 0 | 0
2024 | 2 | LA | 13478 | Entergy New Orleans, LLC | Preliminary | DC | 53.631 | 1.812 | . | . | 55.443 | 9289 | 76 | . | . | 9365 | . | . | . | . | 0 | . | . | . | . | 0 | . | . | . | . | 0 | . | . | . | . | 0 | . | . | . | . | 0 | . | . | . | . | 0 | . | . | . | . | 0 | . | . | . | . | 0 | . | . | . | . | 0 | . | . | . | . | 0 | . | . | . | . | 0 | . | . | . | . | 0 | . | . | . | . | 0 | . | . | . | . | 0 | . | . | . | . | 0 | 53.631 | 1.812 | NM | 0 | 55.443 | 9289 | 76 | 0 | 0 | 9365 | 0 | 0 | 0 | 0 | 0
2024 | 2 | LA | 17698 | Southwestern Electric Power Co | Preliminary | AC | 7.824 | 1.591 | 0.006 | . | 9.421 | 1386 | 103 | 1 | . | 1490 | . | . | . | . | 0 | . | . | . | . | 0 | 211.761 | 7.107 | 0.37 | . | 219.238 | 0.01 | . | . | . | 0.01 | 1 | . | . | . | 1 | 0.148 | . | . | . | 0.148 | . | . | . | . | 0 | . | . | . | . | 0 | . | . | . | . | 0 | . | . | . | . | 0 | . | . | . | . | 0 | . | . | . | . | 0 | . | . | . | . | 0 | . | . | . | . | 0 | . | . | . | . | 0 | 7.824 | 1.591 | 0.006 | 0 | 9.421 | 1386 | 103 | 1 | 0 | 1490 | 211.761 | 7.107 | 0.37 | 0 | 219.238
2024 | 2 | LA | 99999 | Adjustment 2024 | Preliminary |  | 7.434 | 0.459 | -0.017 | . | 7.876 | . | . | . | . | . | . | . | . | . | 0 | . | . | . | . | . | . | . | . | . | . | . | . | . | . | 0 | . | . | . | . | . | . | . | . | . | . | . | . | . | . | 0 | . | . | . | . | . | . | . | . | . | . | . | . | . | . | . | . | . | . | . | . | . | . | . | . | . | . | . | . | . | . | . | . | . | . | . | . | . | . | . | . | 7.434 | 0.459 | -0.017 | . | 7.876 | . | . | . | . | . | . | . | . | . | .
2024 | 2 | MA | 6374 | Fitchburg Gas & Elec Light Co | Preliminary | AC | 20.401 | 2.133 | 0.991 | . | 23.525 | 3066 | 37 | 5 | . | 3108 | 0.408 | 11.055 | . | . | 11.463 | 46 | 33 | . | . | 79 | 16.997 | 1.164 | . | . | 18.161 | 0.129 | . | . | . | 0.129 | 19 | . | . | . | 19 | 0.232 | . | . | . | 0.232 | . | . | . | . | 0 | . | . | . | . | 0 | . | . | . | . | 0 | . | . | . | . | 0 | . | . | . | . | 0 | . | . | . | . | 0 | 0.002 | . | . | . | 0.002 | 2 | . | . | . | 2 | . | . | . | . | 0 | 20.811 | 13.188 | 0.991 | 0 | 34.99 | 3114 | 70 | 5 | 0 | 3189 | 16.997 | 1.164 | 0 | 0 | 18.161
2024 | 2 | MA | 8774 | City of Holyoke - (MA) | Preliminary | DC | 0.088 | 0.021 | . | . | 0.109 | 12 | 3 | . | . | 15 | . | . | . | . | 0 | . | . | . | . | 0 | . | . | . | . | 0 | . | . | . | . | 0 | . | . | . | . | 0 | . | . | . | . | 0 | . | . | . | . | 0 | . | . | . | . | 0 | . | . | . | . | 0 | . | . | . | . | 0 | . | . | . | . | 0 | . | . | . | . | 0 | . | . | . | . | 0 | . | . | . | . | 0 | . | . | . | . | 0 | 0.088 | 0.021 | NM | 0 | 0.109 | 12 | 3 | 0 | 0 | 15 | 0 | 0 | 0 | 0 | 0
2024 | 2 | MA | 11804 | Massachusetts Electric Co | Preliminary | AC | 612.171 | 691.825 | 0.107 | . | 1304.103 | 93047 | 2459 | 7 | . | 95513 | . | . | . | . | 0 | . | . | . | . | 0 | . | . | . | . | 0 | 0.472 | . | . | . | 0.472 | 67 | . | . | . | 67 | . | . | . | . | 0 | . | . | . | . | 0 | . | . | . | . | 0 | . | . | . | . | 0 | 0.194 | 21.187 | . | . | 21.381 | 29 | 23 | . | . | 52 | . | . | . | . | 0 | 0.169 | 4.525 | . | . | 4.694 | 66 | 25 | . | . | 91 | . | . | . | . | 0 | 612.534 | 717.537 | 0.107 | 0 | 1330.178 | 93142 | 2507 | 7 | 0 | 95656 | 0 | 0 | 0 | 0 | 0
2024 | 2 | MA | 13206 | Nantucket Electric Co | Preliminary | AC | 3.724 | 1.146 | . | . | 4.87 | 251 | 34 | . | . | 285 | . | . | . | . | 0 | . | . | . | . | 0 | . | . | . | . | 0 | . | . | . | . | 0 | . | . | . | . | 0 | . | . | . | . | 0 | . | . | . | . | 0 | . | . | . | . | 0 | . | . | . | . | 0 | 0.001 | 0.4 | . | . | 0.401 | 1 | 2 | . | . | 3 | . | . | . | . | 0 | . | . | . | . | 0 | . | . | . | . | 0 | . | . | . | . | 0 | 3.725 | 1.546 | NM | 0 | 5.271 | 252 | 36 | 0 | 0 | 288 | 0 | 0 | 0 | 0 | 0
2024 | 2 | MA | 15748 | Town of Reading - (MA) | Preliminary | AC | 2.115 | 2.529 | 0 | 0 | 4.644 | 270 | 22 | 0 | 0 | 292 | 0 | 0 | 0 | 0 | . | 0 | 0 | 0 | 0 | . | 39.196 | 19.109 | 0 | 0 | 58.305 | 0.219 | 0 | 0 | 0 | 0.219 | 21 | 0 | 0 | 0 | 21 | 0.437 | 0 | 0 | 0 | 0.437 | 0 | 0 | 0 | 0 | . | 0 | 0 | 0 | 0 | . | 0 | 0 | 0 | 0 | . | 0 | 0 | 0 | 0 | . | 0 | 0 | 0 | 0 | . | 0 | 0 | 0 | 0 | . | 0 | 0 | 0 | 0 | . | 0 | 0 | 0 | 0 | . | 0 | 0 | 0 | 0 | . | 2.115 | 2.529 | NM | 0 | 4.644 | 270 | 22 | 0 | 0 | 292 | 39.196 | 19.109 | 0 | 0 | 58.305
2024 | 2 | MA | 54913 | NSTAR Electric Company | Preliminary | AC | 583.391 | 714.215 | 72.113 | . | 1369.719 | 72905 | 1866 | 191 | . | 74962 | . | . | . | . | 0 | . | . | . | . | 0 | . | . | . | . | 0 | 18.748 | 118.565 | 1.15 | . | 138.463 | 1697 | 93 | 5 | . | 1795 | . | . | . | . | 0 | 1.582 | 5.525 | . | . | 7.107 | 202 | 10 | . | . | 212 | . | . | . | . | 0 | 0.546 | 32.341 | 4.16 | . | 37.047 | 82 | 26 | 3 | . | 111 | . | . | . | . | 0 | . | . | . | . | 0 | . | . | . | . | 0 | . | . | . | . | 0 | 583.937 | 746.556 | 76.273 | 0 | 1406.766 | 72987 | 1892 | 194 | 0 | 75073 | 0 | 0 | 0 | 0 | 0
2024 | 2 | MA | 99999 | Adjustment 2024 | Preliminary |  | 18.2 | 13.071 | 11.949 | . | 43.22 | . | . | . | . | . | . | . | . | . | 0 | . | . | . | . | . | . | . | . | . | . | . | . | . | . | 0 | . | . | . | . | . | . | . | . | . | . | . | . | . | . | 0 | . | . | . | . | . | . | . | . | . | . | . | . | . | . | . | . | . | . | . | . | . | . | . | . | . | . | . | . | . | . | . | . | . | . | . | . | . | . | . | . | 18.2 | 13.071 | 11.949 | . | 43.22 | . | . | . | . | . | . | . | . | . | .
2024 | 2 | MD | 1167 | Baltimore Gas & Electric Co | Preliminary | AC | 347.478 | 83.831 | 0 | 0 | 431.309 | 44771 | 946 | 0 | 0 | 45717 | 0 | 148.922 | 0 | 0 | 148.922 | 0 | 1559 | 0 | 0 | 1559 | . | . | . | . | 0 | . | . | . | . | 0 | . | . | . | . | 0 | . | . | . | . | 0 | . | . | . | . | 0 | . | . | . | . | 0 | . | . | . | . | 0 | 0.079 | 0.022 | 0 | 0 | 0.101 | 22 | 5 | 0 | 0 | 27 | . | . | . | . | 0 | . | . | . | . | 0 | . | . | . | . | 0 | . | . | . | . | 0 | 347.557 | 232.775 | NM | 0 | 580.332 | 44793 | 2510 | 0 | 0 | 47303 | 0 | 0 | 0 | 0 | 0
2024 | 2 | MD | 5027 | Delmarva Power | Preliminary | AC | 59.88 | 35.956 | 2.776 | 0 | 98.612 | 6343 | 234 | 4 | 0 | 6581 | . | . | . | . | 0 | . | . | . | . | 0 | . | . | . | . | 0 | . | . | . | . | 0 | . | . | . | . | 0 | . | . | . | . | 0 | . | . | . | . | 0 | . | . | . | . | 0 | . | . | . | . | 0 | 0.103 | 0.812 | 0 | 0 | 0.915 | 18 | 4 | 0 | 0 | 22 | . | . | . | . | 0 | . | . | . | . | 0 | . | . | . | . | 0 | . | . | . | . | 0 | 59.983 | 36.768 | 2.776 | 0 | 99.527 | 6361 | 238 | 4 | 0 | 6603 | 0 | 0 | 0 | 0 | 0
2024 | 2 | MD | 15263 | The Potomac Edison Company | Preliminary | AC | 71.294 | 34.599 | 15.311 | 0 | 121.204 | 7722 | 164 | 13 | 0 | 7899 | 0.249 | 3.248 | 0 | 0 | 3.497 | 8 | 15 | 0 | 0 | 23 | 0 | 0 | 0 | 0 | 0 | 4.718 | 0.02 | 0 | 0 | 4.738 | 300 | 1 | 0 | 0 | 301 | 0 | 0 | 0 | 0 | 0 | 0 | 0 | 0 | 0 | 0 | 0 | 0 | 0 | 0 | 0 | 0 | 0 | 0 | 0 | 0 | 0.095 | 0.023 | 0 | 0 | 0.118 | 28 | 6 | 0 | 0 | 34 | 0 | 0 | 0 | 0 | 0 | 0 | 0 | 0 | 0 | 0 | 0 | 0 | 0 | 0 | 0 | 0 | 0 | 0 | 0 | 0 | 71.638 | 37.87 | 15.311 | 0 | 124.819 | 7758 | 185 | 13 | 0 | 7956 | 0 | 0 | 0 | 0 | 0
2024 | 2 | MD | 15270 | Potomac Electric Power Co | Preliminary | AC | 264.456 | 60.571 | . | . | 325.027 | 32511 | 383 | . | . | 32894 | . | . | . | . | 0 | . | . | . | . | 0 | . | . | . | . | 0 | . | . | . | . | 0 | . | . | . | . | 0 | . | . | . | . | 0 | . | . | . | . | 0 | . | . | . | . | 0 | . | . | . | . | 0 | 0.016 | 0.002 | . | . | 0.018 | 1 | 1 | . | . | 2 | . | . | . | . | 0 | . | . | . | . | 0 | . | . | . | . | 0 | . | . | . | . | 0 | 264.472 | 60.573 | NM | 0 | 325.045 | 32512 | 384 | 0 | 0 | 32896 | 0 | 0 | 0 | 0 | 0
2024 | 2 | MD | 17637 | Southern Maryland Elec Coop Inc | Preliminary | AC | 78.495 | 4.851 | 0 | 0 | 83.346 | 8565 | 66 | 0 | 0 | 8631 | 0 | 0 | 0 | 0 | 0 | 0 | 0 | 0 | 0 | 0 | 2583.334 | 95.218 | 0 | 0 | 2678.552 | 1.085 | 0 | 0 | 0 | 1.085 | 153 | 0 | 0 | 0 | 153 | 2.559 | 0 | 0 | 0 | 2.559 | 0 | 0 | 0 | 0 | 0 | 0 | 0 | 0 | 0 | 0 | 0 | 0 | 0 | 0 | 0 | 0.02 | 0.016 | 0 | 0 | 0.036 | 3 | 3 | 0 | 0 | 6 | 0.781 | 0.04 | 0 | 0 | 0.821 | 0 | 0.32 | 0 | 0 | 0.32 | 0 | 1 | 0 | 0 | 1 | 0 | 0 | 0 | 0 | 0 | 78.515 | 5.187 | NM | 0 | 83.702 | 8568 | 70 | 0 | 0 | 8638 | 2584.115 | 95.258 | 0 | 0 | 2679.373
2024 | 2 | MD | 99999 | Adjustment 2024 | Preliminary |  | 20.244 | 18.5 | 2.915 | . | 41.659 | . | . | . | . | . | . | . | . | . | . | . | . | . | . | . | . | . | . | . | . | . | . | . | . | . | . | . | . | . | . | . | . | . | . | . | . | . | . | . | . | . | . | . | . | . | . | . | . | . | . | . | . | . | . | . | . | . | . | . | . | . | . | . | . | . | . | . | . | . | . | . | . | . | . | . | . | . | . | . | . | 20.244 | 18.5 | 2.915 | . | 41.659 | . | . | . | . | . | . | . | . | . | .
2024 | 2 | ME | 1179 | Versant Power | Preliminary | AC | 10.715 | 27.54 | 0.026 | 0 | 38.281 | 1504 | 214 | 1 | 0 | 1719 | 0.523 | 47.125 | 0 | 0 | 47.648 | 106 | 4333 | 0 | 0 | 4439 | . | . | . | . | 0 | 0.139 | 0 | 0 | 0 | 0.139 | 16 | 0 | 0 | 0 | 16 | 0.258 | 0 | 0 | 0 | 0.258 | 0 | 0 | 0 | 0 | 0 | 0 | 0 | 0 | 0 | 0 | 0 | 0 | 0 | 0 | 0 | 0.336 | 0.182 | 0.6 | 0 | 1.118 | 95 | 17 | 1 | 0 | 113 | . | . | . | . | 0 | 0 | 4.355 | 1.92 | 0 | 6.275 | 0 | 7 | 1 | 0 | 8 | . | . | . | . | 0 | 11.574 | 79.202 | 2.546 | 0 | 93.322 | 1705 | 4571 | 3 | 0 | 6279 | 0 | 0 | 0 | 0 | 0
2024 | 2 | ME | 3266 | Central Maine Power Co | Preliminary | AC | 78.431 | 509.675 | 0 | 0 | 588.106 | 9650 | 1160 | 0 | 0 | 10810 | 0 | 469.457 | 0 | 0 | 469.457 | 0 | 40823 | 0 | 0 | 40823 | 2853.205 | 25997.471 | 0 | 0 | 28850.676 | 0 | 0 | 0 | 0 | 0 | 0 | 0 | 0 | 0 | 0 | 0 | 0 | 0 | 0 | 0 | 0 | 0 | 0 | 0 | 0 | 0 | 0 | 0 | 0 | 0 | 0 | 0 | 0 | 0 | 0 | 0.522 | 4.831 | 0 | 0 | 5.353 | 193 | 34 | 0 | 0 | 227 | 4.37 | 962.123 | 0 | 0 | 966.493 | 0.136 | 26.993 | 0 | 0 | 27.129 | 4 | 32 | 0 | 0 | 36 | 0 | 9019.687 | 0 | 0 | 9019.687 | 79.089 | 1010.956 | NM | 0 | 1090.045 | 9847 | 42049 | 0 | 0 | 51896 | 2857.575 | 35979.281 | 0 | 0 | 38836.856
2024 | 2 | ME | 5609 | Eastern Maine Electric Coop | Preliminary | AC | 0.171 | 0.105 | . | . | 0.276 | 24 | 3 | . | . | 27 | . | . | . | . | 0 | . | . | . | . | 0 | . | . | . | . | 0 | . | . | . | . | 0 | . | . | . | . | 0 | . | . | . | . | 0 | . | . | . | . | 0 | . | . | . | . | 0 | . | . | . | . | 0 | 0.048 | . | . | . | 0.048 | 8 | . | . | . | 8 | . | . | . | . | 0 | . | . | . | . | 0 | . | . | . | . | 0 | . | . | . | . | 0 | 0.219 | 0.105 | NM | 0 | 0.324 | 32 | 3 | 0 | 0 | 35 | 0 | 0 | 0 | 0 | 0
2024 | 2 | ME | 99999 | Adjustment 2024 | Preliminary |  | 0.446 | 0.054 | . | . | 0.5 | . | . | . | . | . | . | . | . | . | . | . | . | . | . | . | . | . | . | . | . | . | . | . | . | . | . | . | . | . | . | . | . | . | . | . | . | . | . | . | . | . | . | . | . | . | . | . | . | . | . | . | . | . | . | . | . | . | . | . | . | . | . | . | . | . | . | . | . | . | . | . | . | . | . | . | . | . | . | . | . | 0.446 | 0.054 | . | . | 0.5 | . | . | . | . | . | . | . | . | . | .
2024 | 2 | MI | 392 | Alpena Power Co | Preliminary | AC | 0.091 | 0.017 | . | . | 0.108 | 10 | 2 | . | . | 12 | . | . | . | . | 0 | . | . | . | . | 0 | . | . | . | . | 0 | . | . | . | . | 0 | . | . | . | . | 0 | . | . | . | . | 0 | . | . | . | . | 0 | . | . | . | . | 0 | . | . | . | . | 0 | 0.038 | . | . | . | 0.038 | 15 | . | . | . | 15 | . | . | . | . | 0 | . | . | . | . | 0 | . | . | . | . | 0 | . | . | . | . | 0 | 0.129 | 0.017 | NM | 0 | 0.146 | 25 | 2 | 0 | 0 | 27 | 0 | 0 | 0 | 0 | 0
2024 | 2 | MI | 3828 | Cloverland Electric Co-op | Preliminary | AC | 0.209 | 0.214 | 0 | 0 | 0.423 | 32 | 9 | 0 | 0 | 41 | . | . | . | . | 0 | . | . | . | . | 0 | 4.055 | 1.653 | 0 | 0 | 5.708 | . | . | . | . | 0 | . | . | . | . | 0 | . | . | . | . | 0 | . | . | . | . | 0 | . | . | . | . | 0 | . | . | . | . | 0 | 0.05 | 0.011 | 0 | 0 | 0.061 | 15 | 3 | 0 | 0 | 18 | 0.377 | 0.004 | 0 | 0 | 0.381 | 0 | 0.208 | 0 | 0 | 0.208 | 0 | 1 | 0 | 0 | 1 | 0 | 0.18 | 0 | 0 | 0.18 | 0.259 | 0.433 | NM | 0 | 0.692 | 47 | 13 | 0 | 0 | 60 | 4.432 | 1.837 | 0 | 0 | 6.269
2024 | 2 | MI | 4254 | Consumers Energy Co - (MI) | Preliminary | DC | 77.872 | 35.344 | 0.312 | . | 113.528 | 9791 | 666 | 7 | . | 10464 | 2.83 | 1.67 | . | . | 4.5 | 2464 | 29 | . | . | 2493 | 633.624 | . | . | . | 633.624 | 9.952 | 0.269 | . | . | 10.221 | 1408 | 20 | . | . | 1428 | 16.166 | 0.378 | . | . | 16.544 | . | . | . | . | 0 | . | . | . | . | 0 | . | . | . | . | 0 | 0.353 | 0.177 | . | . | 0.53 | 78 | 17 | . | . | 95 | . | . | . | . | 0 | . | . | 0.19 | . | 0.19 | . | . | 1 | . | 1 | . | . | . | . | 0 | 81.055 | 37.191 | 0.502 | 0 | 118.748 | 12333 | 712 | 8 | 0 | 13053 | 633.624 | 0 | 0 | 0 | 633.624
2024 | 2 | MI | 5109 | DTE Electric Company | Preliminary | AC | 58.193 | 14.431 | 0.844 | . | 73.468 | 8887 | 493 | 31 | . | 9411 | . | . | . | . | 0 | . | . | . | . | 0 | . | . | . | . | 0 | . | . | . | . | 0 | . | . | . | . | 0 | . | . | . | . | 0 | . | . | . | . | 0 | . | . | . | . | 0 | . | . | . | . | 0 | 0.101 | 0.202 | . | . | 0.303 | 32 | 29 | . | . | 61 | . | . | . | . | 0 | 0.024 | 0.065 | 0.06 | . | 0.149 | 4 | 3 | 1 | . | 8 | . | . | . | . | 0 | 58.318 | 14.698 | 0.904 | 0 | 73.92 | 8923 | 525 | 32 | 0 | 9480 | 0 | 0 | 0 | 0 | 0
2024 | 2 | MI | 9324 | Indiana Michigan Power Co | Preliminary | AC | 4.248 | 1.178 | 0.158 | . | 5.584 | 546 | 49 | 2 | . | 597 | 0 | 0 | 0 | 0 | 0 | 0 | 0 | 0 | 0 | 0 | 143.256 | 57.152 | 0.08 | 0 | 200.488 | 0.514 | 0 | 0 | 0 | 0.514 | 106 | 0 | 0 | 0 | 106 | 1.352 | 0 | 0 | 0 | 1.352 | 0 | 0 | 0 | 0 | 0 | 0 | 0 | 0 | 0 | 0 | 0 | 0 | 0 | 0 | 0 | 0.022 | 0.006 | 0.005 | 0 | 0.033 | 6 | 1 | 1 | 0 | 8 | 0 | 0 | 0 | 0 | 0 | 0 | 0 | 0 | 0 | 0 | 0 | 0 | 0 | 0 | 0 | 0 | 0 | 0 | 0 | 0 | 4.27 | 1.184 | 0.163 | 0 | 5.617 | 552 | 50 | 3 | 0 | 605 | 143.256 | 57.152 | 0.08 | 0 | 200.488
2024 | 2 | MI | 10704 | City of Lansing - (MI) | Preliminary | AC | 2.003 | 1.18 | . | . | 3.183 | 314 | 25 | . | . | 339 | . | . | . | . | 0 | . | . | . | . | 0 | . | . | . | . | 0 | . | . | . | . | 0 | . | . | . | . | 0 | . | . | . | . | 0 | . | . | . | . | 0 | . | . | . | . | 0 | . | . | . | . | 0 | . | . | . | . | 0 | . | . | . | . | 0 | . | . | . | . | 0 | . | . | . | . | 0 | . | . | . | . | 0 | . | . | . | . | 0 | 2.003 | 1.18 | NM | 0 | 3.183 | 314 | 25 | 0 | 0 | 339 | 0 | 0 | 0 | 0 | 0
2024 | 2 | MI | 19578 | Upper Peninsula Power Company | Preliminary | AC | 1.607 | 0.28 | . | . | 1.887 | 249 | 7 | . | . | 256 | . | . | . | . | 0 | . | . | . | . | 0 | . | . | . | . | 0 | . | . | . | . | 0 | . | . | . | . | 0 | . | . | . | . | 0 | . | . | . | . | 0 | . | . | . | . | 0 | . | . | . | . | 0 | 0.076 | . | . | . | 0.076 | 20 | . | . | . | 20 | . | . | . | . | 0 | . | . | . | . | 0 | . | . | . | . | 0 | . | . | . | . | 0 | 1.683 | 0.28 | NM | 0 | 1.963 | 269 | 7 | 0 | 0 | 276 | 0 | 0 | 0 | 0 | 0
2024 | 2 | MI | 60631 | Upper Michigan Energy Resources Corp. | Preliminary | DC | 0.594 | 0.121 | . | . | 0.715 | 68 | 3 | . | . | 71 | . | . | . | . | 0 | . | . | . | . | 0 | . | . | . | . | 0 | 0.032 | . | . | . | 0.032 | 3 | . | . | . | 3 | . | . | . | . | 0 | . | . | . | . | 0 | . | . | . | . | 0 | . | . | . | . | 0 | 0.062 | 0.02 | . | . | 0.082 | 9 | 1 | . | . | 10 | . | . | . | . | 0 | 0.01 | 0.005 | . | . | 0.015 | 1 | 2 | . | . | 3 | . | . | . | . | 0 | 0.666 | 0.146 | NM | 0 | 0.812 | 78 | 6 | 0 | 0 | 84 | 0 | 0 | 0 | 0 | 0
2024 | 2 | MI | 99999 | Adjustment 2024 | Preliminary |  | -0.665 | -1.926 | NM | . | -2.315 | . | . | . | . | . | -0.494 | -0.291 | . | . | -0.784 | . | . | . | . | . | . | . | . | . | . | -1.741 | -0.047 | . | . | -1.788 | . | . | . | . | . | . | . | . | . | . | . | . | . | . | 0 | . | . | . | . | . | . | . | . | . | . | . | . | . | . | . | . | . | . | . | . | . | . | . | . | . | . | . | . | . | . | . | . | . | . | . | . | . | . | . | . | -1.159 | -2.217 | NM | . | -3.1 | . | . | . | . | . | . | . | . | . | .
2024 | 2 | MN | 689 | Connexus Energy | Preliminary | AC | 10.002 | 2.167 | 0 | 0 | 12.169 | 1127 | 36 | 0 | 0 | 1163 | 0.232 | 0.008 | 0 | 0 | 0.24 | 125 | 4 | 0 | 0 | 129 | . | . | . | . | 0 | . | . | . | . | 0 | . | . | . | . | 0 | . | . | . | . | 0 | . | . | . | . | 0 | . | . | . | . | 0 | . | . | . | . | 0 | 0.059 | 0.01 | 0 | 0 | 0.069 | 5 | 1 | 0 | 0 | 6 | . | . | . | . | 0 | 0.025 | . | . | . | 0.025 | 5 | . | . | . | 5 | . | . | . | . | 0 | 10.318 | 2.185 | NM | 0 | 12.503 | 1262 | 41 | 0 | 0 | 1303 | 0 | 0 | 0 | 0 | 0
2024 | 2 | MN | 5574 | East Central Energy | Preliminary | AC | 6.906 | 0.826 | 0 | 0 | 7.732 | 549 | 38 | 0 | 0 | 587 | . | . | . | . | 0 | . | . | . | . | 0 | 131.862 | 20.125 | 0 | 0 | 151.987 | . | . | . | . | 0 | . | . | . | . | 0 | . | . | . | . | 0 | . | . | . | . | 0 | . | . | . | . | 0 | . | . | . | . | 0 | 0.042 | 0.042 | 0 | 0 | 0.084 | 3 | 3 | 0 | 0 | 6 | 0 | 0.923 | 0 | 0 | 0.923 | . | . | . | . | 0 | . | . | . | . | 0 | . | . | . | . | 0 | 6.948 | 0.868 | NM | 0 | 7.816 | 552 | 41 | 0 | 0 | 593 | 131.862 | 21.048 | 0 | 0 | 152.91
2024 | 2 | MN | 10596 | City of Lake Crystal - (MN) | Preliminary | AC | 0.053 | 0.04 | . | . | 0.093 | 5 | 1 | . | . | 6 | . | . | . | . | 0 | . | . | . | . | 0 | . | . | . | . | 0 | 0.005 | 0.1 | . | . | 0.105 | 1 | 1 | . | . | 2 | . | . | . | . | 0 | . | . | . | . | 0 | . | . | . | . | 0 | . | . | . | . | 0 | . | . | . | . | 0 | . | . | . | . | 0 | . | . | . | . | 0 | . | . | . | . | 0 | . | . | . | . | 0 | . | . | . | . | 0 | 0.053 | 0.04 | NM | 0 | 0.093 | 5 | 1 | 0 | 0 | 6 | 0 | 0 | 0 | 0 | 0
2024 | 2 | MN | 12647 | ALLETE, Inc. | Preliminary | AC | 7.685 | 7.744 | 0.02 | . | 15.449 | 838 | 169 | 1 | . | 1008 | 0.518 | 0.522 | . | . | 1.04 | 94 | 3 | . | . | 97 | 18.768 | 16.213 | . | . | 34.981 | 0.38 | 0.006 | . | . | 0.386 | 24 | 1 | . | . | 25 | . | . | . | . | 0 | . | . | . | . | 0 | . | . | . | . | 0 | . | . | . | . | 0 | 0.082 | 0.093 | . | . | 0.175 | 8 | 7 | . | . | 15 | . | . | . | . | 0 | . | . | . | . | 0 | . | . | . | . | 0 | . | . | . | . | 0 | 8.285 | 8.359 | 0.02 | 0 | 16.664 | 940 | 179 | 1 | 0 | 1120 | 18.768 | 16.213 | 0 | 0 | 34.981
2024 | 2 | MN | 13781 | Northern States Power Co - Minnesota | Preliminary | DC | 85.909 | 54.834 | 18.264 | 0 | 159.007 | 11418 | 1234 | 229 | 0 | 12881 | . | . | . | . | 0 | . | . | . | . | 0 | . | . | . | . | 0 | . | . | . | . | 0 | . | . | . | . | 0 | . | . | . | . | 0 | . | . | . | . | 0 | . | . | . | . | 0 | . | . | . | . | 0 | . | . | . | . | 0 | . | . | . | . | 0 | . | . | . | . | 0 | . | . | . | . | 0 | . | . | . | . | 0 | . | . | . | . | 0 | 85.909 | 54.834 | 18.264 | 0 | 159.007 | 11418 | 1234 | 229 | 0 | 12881 | 0 | 0 | 0 | 0 | 0
2024 | 2 | MN | 14232 | Otter Tail Power Co | Preliminary | AC | 0.692 | 2.03 | 0 | 0 | 2.722 | 60 | 40 | 0 | 0 | 100 | 0 | 0 | 0 | 0 | 0 | 0 | 0 | 0 | 0 | 0 | 19.446 | 11.984 | 0 | 0 | 31.43 | 0 | 0 | 0 | 0 | 0 | 0 | 0 | 0 | 0 | 0 | 0 | 0 | 0 | 0 | 0 | 0 | 0 | 0 | 0 | 0 | 0 | 0 | 0 | 0 | 0 | 0 | 0 | 0 | 0 | 0 | 0.002 | 0.199 | 0 | 0 | 0.201 | 1 | 8 | 0 | 0 | 9 | 0 | 0.5 | 0 | 0 | 0.5 | 0 | 0.035 | 0 | 0 | 0.035 | 0 | 1 | 0 | 0 | 1 | 0 | 0 | 0 | 0 | 0 | 0.694 | 2.264 | NM | 0 | 2.958 | 61 | 49 | 0 | 0 | 110 | 19.446 | 12.484 | 0 | 0 | 31.93
2024 | 2 | MN | 16181 | Rochester Public Utilities | Preliminary | AC | 4.078 | 0.738 | 0 | 0 | 4.816 | 519 | 23 | 0 | 0 | 542 | 0.286 | 0 | 0 | 0 | 0.286 | 208 | 0 | 0 | 0 | 208 | 171.338 | 15.814 | 0 | 0 | 187.152 | 0.037 | 0 | 0 | 0 | 0.037 | 8 | 0 | 0 | 0 | 8 | 0.066 | 0 | 0 | 0 | 0.066 | 0 | 0 | 0 | 0 | 0 | 0 | 0 | 0 | 0 | 0 | 0 | 0 | 0 | 0 | 0 | 0.003 | 0 | 0 | 0 | 0.003 | 1 | 0 | 0 | 0 | 1 | 0 | 0 | 0 | 0 | 0 | 0 | 0 | 0 | 0 | 0 | 0 | 0 | 0 | 0 | 0 | 0 | 0 | 0 | 0 | 0 | 4.367 | 0.738 | NM | 0 | 5.105 | 728 | 23 | 0 | 0 | 751 | 171.338 | 15.814 | 0 | 0 | 187.152
2024 | 2 | MN | 17267 | Sioux Valley SW Elec Coop | Preliminary | DC | 0.463 | 0.068 | 0 | 0 | 0.531 | 20 | 3 | 0 | 0 | 23 | . | . | . | . | 0 | . | . | . | . | 0 | 35.373 | 7.581 | . | . | 42.954 | . | . | . | . | 0 | . | . | . | . | 0 | . | . | . | . | 0 | . | . | . | . | 0 | . | . | . | . | 0 | . | . | . | . | 0 | 0.069 | 0 | . | . | 0.069 | 3 | 0 | . | . | 3 | 2.452 | 0 | . | . | 2.452 | . | . | . | . | 0 | . | . | . | . | 0 | . | . | . | . | 0 | 0.532 | 0.068 | NM | 0 | 0.6 | 23 | 3 | 0 | 0 | 26 | 37.825 | 7.581 | 0 | 0 | 45.406
2024 | 2 | MN | 20996 | Wright-Hennepin Coop Elec Assn | Preliminary | AC | 3.585 | 0.51 | . | . | 4.095 | 284 | 16 | . | . | 300 | 0.075 | . | . | . | 0.075 | 40 | . | . | . | 40 | 90.74 | 4.81 | . | . | 95.55 | . | . | . | . | 0 | . | . | . | . | 0 | . | . | . | . | 0 | . | . | . | . | 0 | . | . | . | . | 0 | . | . | . | . | 0 | 0.08 | . | . | . | 0.08 | 5 | . | . | . | 5 | 0.844 | . | . | . | 0.844 | . | . | . | . | 0 | . | . | . | . | 0 | . | . | . | . | 0 | 3.74 | 0.51 | NM | 0 | 4.25 | 329 | 16 | 0 | 0 | 345 | 91.584 | 4.81 | 0 | 0 | 96.394
2024 | 2 | MN | 25177 | Dakota Electric Association | Preliminary | AC | 13.757 | 0.693 | 0 | 0 | 14.45 | 1386 | 21 | 0 | 0 | 1407 | . | . | . | . | 0 | . | . | . | . | 0 | . | . | . | . | 0 | . | . | . | . | 0 | . | . | . | . | 0 | . | . | . | . | 0 | . | . | . | . | 0 | . | . | . | . | 0 | . | . | . | . | 0 | 0.11 | 0.095 | 0 | 0 | 0.205 | 6 | 4 | 0 | 0 | 10 | . | . | . | . | 0 | . | . | . | . | 0 | . | . | . | . | 0 | . | . | . | . | 0 | 13.867 | 0.788 | NM | 0 | 14.655 | 1392 | 25 | 0 | 0 | 1417 | 0 | 0 | 0 | 0 | 0
2024 | 2 | MN | 99999 | Adjustment 2024 | Preliminary |  | 39.44 | 4.333 | -2.868 | 0 | 40.905 | . | . | . | . | . | . | . | . | . | 0 | . | . | . | . | . | . | . | . | . | . | . | . | . | . | 0 | . | . | . | . | . | . | . | . | . | . | . | . | . | . | 0 | . | . | . | . | . | . | . | . | . | . | . | . | . | . | . | . | . | . | . | . | . | . | . | . | . | . | . | . | . | . | . | . | . | . | . | . | . | . | . | . | 39.44 | 4.333 | -2.868 | 0 | 40.905 | . | . | . | . | . | . | . | . | . | .
2024 | 2 | MO | 4675 | Cuivre River Electric Coop Inc | Preliminary | AC | 2.099 | 0.008 | . | . | 2.107 | 241 | 1 | . | . | 242 | 0 | 0 | . | . | 0 | 0 | 0 | . | . | 0 | 133.385 | 0.08 | . | . | 133.465 | . | . | . | . | 0 | . | . | . | . | 0 | . | . | . | . | 0 | . | . | . | . | 0 | . | . | . | . | 0 | . | . | . | . | 0 | . | . | . | . | 0 | . | . | . | . | 0 | . | . | . | . | 0 | . | . | . | . | 0 | . | . | . | . | 0 | . | . | . | . | 0 | 2.099 | 0.008 | NM | 0 | 2.107 | 241 | 1 | 0 | 0 | 242 | 133.385 | 0.08 | 0 | 0 | 133.465
2024 | 2 | MO | 5860 | Empire District Electric Co | Preliminary | AC | 112.177 | 36.777 | 0.746 | . | 149.7 | 4345 | 466 | 7 | . | 4818 | . | . | . | . | 0 | . | . | . | . | 0 | 40.898 | 15.117 | . | . | 56.015 | . | . | . | . | 0 | . | . | . | . | 0 | . | . | . | . | 0 | . | . | . | . | 0 | . | . | . | . | 0 | . | . | . | . | 0 | 0.025 | 0.002 | 0 | . | 0.027 | 4 | 1 | 0 | . | 5 | 0 | 0 | 0 | . | 0 | . | . | . | . | 0 | . | . | . | . | 0 | . | . | . | . | 0 | 112.202 | 36.779 | 0.746 | 0 | 149.727 | 4349 | 467 | 7 | 0 | 4823 | 40.898 | 15.117 | 0 | 0 | 56.015
2024 | 2 | MO | 9231 | City of Independence - (MO) | Preliminary | AC | 4.581 | 1.105 | 0 | 0 | 5.686 | 608 | 42 | 0 | 0 | 650 | . | . | . | . | 0 | . | . | . | . | 0 | . | . | . | . | 0 | . | . | . | . | 0 | . | . | . | . | 0 | . | . | . | . | 0 | . | . | . | . | 0 | . | . | . | . | 0 | . | . | . | . | 0 | . | 0.002 | . | . | 0.002 | . | 1 | . | . | 1 | . | . | . | . | 0 | . | . | . | . | 0 | . | . | . | . | 0 | . | . | . | . | 0 | 4.581 | 1.107 | NM | 0 | 5.688 | 608 | 43 | 0 | 0 | 651 | 0 | 0 | 0 | 0 | 0
2024 | 2 | MO | 10000 | Evergy Metro | Preliminary | AC | 27.999 | 20.814 | 1.527 | . | 50.34 | 3237 | 829 | 53 | . | 4119 | 1.364 | 0.033 | . | . | 1.397 | 489 | 2 | . | . | 491 | 666.507 | 178.894 | 12.064 | . | 857.465 | 0.064 | . | . | . | 0.064 | 8 | . | . | . | 8 | . | . | . | . | 0 | . | . | . | . | 0 | . | . | . | . | 0 | . | . | . | . | 0 | 0.011 | . | 0.05 | . | 0.061 | 4 | . | 1 | . | 5 | 0.013 | . | 0 | . | 0.013 | . | . | . | . | 0 | . | . | . | . | 0 | . | . | . | . | 0 | 29.374 | 20.847 | 1.577 | 0 | 51.798 | 3730 | 831 | 54 | 0 | 4615 | 666.52 | 178.894 | 12.064 | 0 | 857.478
2024 | 2 | MO | 12698 | Evergy Missouri West | Preliminary | AC | 49.858 | 24.099 | 0.891 | . | 74.848 | 4533 | 860 | 21 | . | 5414 | 0.844 | 0.046 | . | . | 0.89 | 255 | 5 | . | . | 260 | 1364.401 | 320.559 | 8.049 | . | 1693.009 | 0.044 | . | . | . | 0.044 | 5 | . | . | . | 5 | . | . | . | . | 0 | . | . | . | . | 0 | . | . | . | . | 0 | . | . | . | . | 0 | 0.023 | 0.006 | . | . | 0.029 | 10 | 2 | . | . | 12 | 1.095 | 0 | . | . | 1.095 | . | . | . | . | 0 | . | . | . | . | 0 | . | . | . | . | 0 | 50.725 | 24.151 | 0.891 | 0 | 75.767 | 4798 | 867 | 21 | 0 | 5686 | 1365.496 | 320.559 | 8.049 | 0 | 1694.104
2024 | 2 | MO | 17833 | City Utilities of Springfield - (MO) | Preliminary | AC | 4.953 | 2.74 | 0 | 0 | 7.693 | 636 | 61 | 0 | 0 | 697 | . | . | . | . | 0 | . | . | . | . | 0 | 10.523 | 23.976 | . | . | 34.499 | . | . | . | . | 0 | . | . | . | . | 0 | . | . | . | . | 0 | . | . | . | . | 0 | . | . | . | . | 0 | . | . | . | . | 0 | . | . | . | . | 0 | . | . | . | . | 0 | . | . | . | . | 0 | . | . | . | . | 0 | . | . | . | . | 0 | . | . | . | . | 0 | 4.953 | 2.74 | NM | 0 | 7.693 | 636 | 61 | 0 | 0 | 697 | 10.523 | 23.976 | 0 | 0 | 34.499
2024 | 2 | MO | 19436 | Union Electric Co - (MO) | Preliminary | AC | 68.579 | 50.486 | 3.266 | . | 122.331 | 7301 | 1833 | 109 | . | 9243 | . | . | . | . | 0 | . | . | . | . | 0 | . | . | . | . | 0 | . | . | . | . | 0 | . | . | . | . | 0 | . | . | . | . | 0 | . | . | . | . | 0 | . | . | . | . | 0 | . | . | . | . | 0 | 0.048 | 0.018 | . | . | 0.066 | 18 | 7 | . | . | 25 | . | . | . | . | 0 | . | . | . | . | 0 | . | . | . | . | 0 | . | . | . | . | 0 | 68.627 | 50.504 | 3.266 | 0 | 122.397 | 7319 | 1840 | 109 | 0 | 9268 | 0 | 0 | 0 | 0 | 0
2024 | 2 | MO | 99999 | Adjustment 2024 | Preliminary |  | 80.301 | 7.076 | 1.314 | . | 88.691 | . | . | . | . | . | . | . | . | . | . | . | . | . | . | . | . | . | . | . | . | . | . | . | . | . | . | . | . | . | . | . | . | . | . | . | . | . | . | . | . | . | . | . | . | . | . | . | . | . | . | . | . | . | . | . | . | . | . | . | . | . | . | . | . | . | . | . | . | . | . | . | . | . | . | . | . | . | . | . | . | 80.301 | 7.076 | 1.314 | . | 88.691 | . | . | . | . | . | . | . | . | . | .
2024 | 2 | MS | 3841 | Coast Electric Power Assn - (MS) | Preliminary | AC | 0.259 | 0.091 | 0 | 0 | 0.35 | 371 | 1 | 0 | 0 | 372 | . | . | . | . | 0 | . | . | . | . | 0 | 184.74 | 0 | . | . | 184.74 | . | . | . | . | 0 | . | . | . | . | 0 | . | . | . | . | 0 | . | . | . | . | 0 | . | . | . | . | 0 | . | . | . | . | 0 | . | . | . | . | 0 | . | . | . | . | 0 | . | . | . | . | 0 | . | . | . | . | 0 | . | . | . | . | 0 | . | . | . | . | 0 | 0.259 | 0.091 | NM | 0 | 0.35 | 371 | 1 | 0 | 0 | 372 | 184.74 | 0 | 0 | 0 | 184.74
2024 | 2 | MS | 12685 | Entergy Mississippi LLC | Preliminary | DC | 1.141 | 0.421 | 0.02 | . | 1.582 | 133 | 18 | 1 | . | 152 | . | . | . | . | 0 | . | . | . | . | 0 | . | . | . | . | 0 | . | . | . | . | 0 | . | . | . | . | 0 | . | . | . | . | 0 | . | . | . | . | 0 | . | . | . | . | 0 | . | . | . | . | 0 | 0.011 | . | . | . | 0.011 | 1 | . | . | . | 1 | . | . | . | . | 0 | . | . | . | . | 0 | . | . | . | . | 0 | . | . | . | . | 0 | 1.152 | 0.421 | 0.02 | 0 | 1.593 | 134 | 18 | 1 | 0 | 153 | 0 | 0 | 0 | 0 | 0
2024 | 2 | MS | 12686 | Mississippi Power Co | Preliminary | DC | 4.429 | 2.112 | . | . | 6.541 | 447 | 37 | . | . | 484 | . | . | . | . | 0 | . | . | . | . | 0 | . | . | . | . | 0 | . | . | . | . | 0 | . | . | . | . | 0 | . | . | . | . | 0 | . | . | . | . | 0 | . | . | . | . | 0 | . | . | . | . | 0 | . | . | . | . | 0 | . | . | . | . | 0 | . | . | . | . | 0 | . | . | . | . | 0 | . | . | . | . | 0 | . | . | . | . | 0 | 4.429 | 2.112 | NM | 0 | 6.541 | 447 | 37 | 0 | 0 | 484 | 0 | 0 | 0 | 0 | 0
2024 | 2 | MS | 17647 | Southern Pine Electric Cooperative | Preliminary | AC | 0.471 | 0.775 | . | . | 1.246 | 50 | 11 | . | . | 61 | . | . | . | . | 0 | . | . | . | . | 0 | 18.958 | 45.088 | . | . | 64.046 | 0.096 | . | . | . | 0.096 | 10 | . | . | . | 10 | . | . | . | . | 0 | . | . | . | . | 0 | . | . | . | . | 0 | . | . | . | . | 0 | . | . | . | . | 0 | . | . | . | . | 0 | . | . | . | . | 0 | . | 0.065 | . | . | 0.065 | . | 1 | . | . | 1 | . | . | . | . | 0 | 0.471 | 0.84 | NM | 0 | 1.311 | 50 | 12 | 0 | 0 | 62 | 18.958 | 45.088 | 0 | 0 | 64.046
2024 | 2 | MS | 99999 | Adjustment 2024 | Preliminary |  | 1.045 | 0.777 | NM | . | 1.997 | . | . | . | . | . | . | . | . | . | 0 | . | . | . | . | . | . | . | . | . | . | . | . | . | . | 0 | . | . | . | . | . | . | . | . | . | . | . | . | . | . | 0 | . | . | . | . | . | . | . | . | . | . | . | . | . | . | . | . | . | . | . | . | . | . | . | . | . | . | . | . | . | . | . | . | . | . | . | . | . | . | . | . | 1.045 | 0.777 | NM | . | 1.997 | . | . | . | . | . | . | . | . | . | .
2024 | 2 | MT | 6395 | Flathead Electric Coop Inc | Preliminary | DC | 2.037 | 0.474 | . | . | 2.511 | 175 | 28 | . | . | 203 | 0.143 | . | . | . | 0.143 | 350 | . | . | . | 350 | . | . | . | . | 0 | 0.545 | 0.027 | . | . | 0.572 | 15 | 2 | . | . | 17 | 0.724 | 0.027 | . | . | 0.751 | . | . | . | . | 0 | . | . | . | . | 0 | . | . | . | . | 0 | 0.005 | . | . | . | 0.005 | 4 | . | . | . | 4 | . | . | . | . | 0 | . | . | . | . | 0 | . | . | . | . | 0 | . | . | . | . | 0 | 2.185 | 0.474 | NM | 0 | 2.659 | 529 | 28 | 0 | 0 | 557 | 0 | 0 | 0 | 0 | 0
2024 | 2 | MT | 12199 | Montana-Dakota Utilities Co | Preliminary | AC | 0.122 | 0.074 | . | . | 0.196 | 15 | 4 | . | . | 19 | . | . | . | . | 0 | . | . | . | . | 0 | . | . | . | . | 0 | . | . | . | . | 0 | . | . | . | . | 0 | . | . | . | . | 0 | . | . | . | . | 0 | . | . | . | . | 0 | . | . | . | . | 0 | 0.002 | 0.005 | . | . | 0.007 | 3 | 2 | . | . | 5 | . | . | . | . | 0 | . | . | . | . | 0 | . | . | . | . | 0 | . | . | . | . | 0 | 0.124 | 0.079 | NM | 0 | 0.203 | 18 | 6 | 0 | 0 | 24 | 0 | 0 | 0 | 0 | 0
2024 | 2 | MT | 12692 | Missoula Electric Coop, Inc | Preliminary | AC | 0.872 | 0.083 | . | . | 0.955 | 114 | 6 | . | . | 120 | 0.109 | 0.046 | . | . | 0.155 | 142 | 10 | . | . | 152 | . | . | . | . | 0 | . | . | . | . | 0 | . | . | . | . | 0 | . | . | . | . | 0 | . | . | . | . | 0 | . | . | . | . | 0 | . | . | . | . | 0 | 0.002 | . | . | . | 0.002 | 1 | . | . | . | 1 | . | . | . | . | 0 | . | . | . | . | 0 | . | . | . | . | 0 | . | . | . | . | 0 | 0.983 | 0.129 | NM | 0 | 1.112 | 257 | 16 | 0 | 0 | 273 | 0 | 0 | 0 | 0 | 0
2024 | 2 | MT | 12825 | NorthWestern Energy LLC - (MT) | Preliminary | AC | 41.508 | 10.475 | 0 | 0 | 51.983 | 5862 | 667 | 0 | 0 | 6529 | 0 | 0 | 0 | 0 | 0 | 0 | 0 | 0 | 0 | 0 | 0 | 0 | 0 | 0 | 0 | 0 | 0 | 0 | 0 | 0 | 0 | 0 | 0 | 0 | 0 | 0 | 0 | 0 | 0 | 0 | 0 | 0 | 0 | 0 | 0 | 0 | 0 | 0 | 0 | 0 | 0 | 0 | 0 | 0 | 0 | 0.411 | 0.513 | 0 | 0 | 0.924 | 76 | 35 | 0 | 0 | 111 | 0 | 0 | 0 | 0 | 0 | 0.018 | 0.07 | 0 | 0 | 0.088 | 3 | 2 | 0 | 0 | 5 | 0 | 0 | 0 | 0 | 0 | 41.937 | 11.058 | NM | 0 | 52.995 | 5941 | 704 | 0 | 0 | 6645 | 0 | 0 | 0 | 0 | 0
2024 | 2 | MT | 19603 | USBIA-Mission Valley Power | Preliminary | AC | 0.468 | . | . | . | 0.468 | 70 | . | . | . | 70 | . | . | . | . | 0 | . | . | . | . | 0 | . | . | . | . | 0 | . | . | . | . | 0 | . | . | . | . | 0 | . | . | . | . | 0 | . | . | . | . | 0 | . | . | . | . | 0 | . | . | . | . | 0 | . | . | . | . | 0 | . | . | . | . | 0 | . | . | . | . | 0 | . | . | . | . | 0 | . | . | . | . | 0 | . | . | . | . | 0 | 0.468 | NM | NM | 0 | 0.468 | 70 | 0 | 0 | 0 | 70 | 0 | 0 | 0 | 0 | 0
2024 | 2 | MT | 20997 | Yellowstone Valley Elec Co-op | Preliminary | AC | 1.94 | . | . | . | 1.94 | 224 | . | . | . | 224 | . | . | . | . | . | . | . | . | . | . | . | . | . | . | . | . | . | . | . | . | . | . | . | . | . | . | . | . | . | . | . | . | . | . | . | . | . | . | . | . | . | . | . | . | . | 0.025 | . | . | . | 0.025 | 4 | . | . | . | 4 | . | . | . | . | . | . | . | . | . | . | . | . | . | . | . | . | . | . | . | . | 1.965 | NM | NM | 0 | 1.965 | 228 | 0 | 0 | 0 | 228 | 0 | 0 | 0 | 0 | 0
2024 | 2 | MT | 99999 | Adjustment 2024 | Preliminary |  | 1.824 | 0.048 | . | . | 1.872 | . | . | . | . | . | -0.025 | . | . | . | -0.025 | . | . | . | . | . | . | . | . | . | . | -0.095 | -0.005 | . | . | -0.1 | . | . | . | . | . | . | . | . | . | . | . | . | . | . | 0 | . | . | . | . | . | . | . | . | . | . | . | . | . | . | . | . | . | . | . | . | . | . | . | . | . | . | . | . | . | . | . | . | . | . | . | . | . | . | . | . | 1.799 | 0.048 | . | . | 1.847 | . | . | . | . | . | . | . | . | . | .
2024 | 2 | NC | 3046 | Duke Energy Progress - (NC) | Preliminary | AC | 159.936 | 26.601 | 5.118 | 0 | 191.655 | 21932 | 653 | 19 | 0 | 22604 | . | . | . | . | 0 | . | . | . | . | 0 | . | . | . | . | 0 | . | . | . | . | 0 | . | . | . | . | 0 | . | . | . | . | 0 | . | . | . | . | 0 | . | . | . | . | 0 | . | . | . | . | 0 | 0.002 | 0.01 | 0 | 0 | 0.012 | 1 | 1 | 0 | 0 | 2 | . | . | . | . | 0 | . | . | . | . | 0 | . | . | . | . | 0 | . | . | . | . | 0 | 159.938 | 26.611 | 5.118 | 0 | 191.667 | 21933 | 654 | 19 | 0 | 22606 | 0 | 0 | 0 | 0 | 0
2024 | 2 | NC | 5416 | Duke Energy Carolinas, LLC | Preliminary | AC | 152.401 | 40.249 | 5.837 | . | 198.487 | 22631 | 877 | 33 | . | 23541 | . | . | . | . | 0 | . | . | . | . | 0 | . | . | . | . | 0 | . | . | . | . | 0 | . | . | . | . | 0 | . | . | . | . | 0 | . | . | . | . | 0 | . | . | . | . | 0 | . | . | . | . | 0 | 0.007 | 0.002 | 0 | . | 0.009 | 5 | 1 | 0 | . | 6 | . | . | . | . | 0 | 0.006 | 0.4 | . | . | 0.406 | 1 | 1 | . | . | 2 | . | . | . | . | 0 | 152.414 | 40.651 | 5.837 | 0 | 198.902 | 22637 | 879 | 33 | 0 | 23549 | 0 | 0 | 0 | 0 | 0
2024 | 2 | NC | 6235 | Fayetteville Public Works Commission | Preliminary | AC | 1.733 | . | . | . | 1.733 | 284 | . | . | . | 284 | . | . | . | . | 0 | . | . | . | . | 0 | . | . | . | . | 0 | . | . | . | . | 0 | . | . | . | . | 0 | . | . | . | . | 0 | . | . | . | . | 0 | . | . | . | . | 0 | . | . | . | . | 0 | . | . | . | . | 0 | . | . | . | . | 0 | . | . | . | . | 0 | . | . | . | . | 0 | . | . | . | . | 0 | . | . | . | . | 0 | 1.733 | NM | NM | 0 | 1.733 | 284 | 0 | 0 | 0 | 284 | 0 | 0 | 0 | 0 | 0
2024 | 2 | NC | 9837 | Jones-Onslow Elec Member Corp | Preliminary | AC | 3.639 | . | . | . | 3.639 | 472 | . | . | . | 472 | . | . | . | . | 0 | . | . | . | . | 0 | 136.324 | . | . | . | 0 | . | . | . | . | 0 | . | . | . | . | 0 | . | . | . | . | 0 | . | . | . | . | 0 | . | . | . | . | 0 | . | . | . | . | 0 | . | . | . | . | 0 | . | . | . | . | 0 | . | . | . | . | 0 | . | . | . | . | 0 | . | . | . | . | 0 | . | . | . | . | 0 | 3.639 | NM | NM | 0 | 3.639 | 472 | 0 | 0 | 0 | 472 | 136.324 | 0 | 0 | 0 | 136.324
2024 | 2 | NC | 16496 | Rutherford Elec Member Corp | Preliminary | AC | 2.553 | 0.055 | 0.2 | 0 | 2.808 | 354 | 2 | 1 | 0 | 357 | . | . | . | . | 0 | . | . | . | . | 0 | 94.583 | 1.206 | 0 | 0 | 95.789 | . | . | . | . | 0 | . | . | . | . | 0 | . | . | . | . | 0 | . | . | . | . | 0 | . | . | . | . | 0 | . | . | . | . | 0 | . | . | . | . | 0 | . | . | . | . | 0 | . | . | . | . | 0 | . | . | . | . | 0 | . | . | . | . | 0 | . | . | . | . | 0 | 2.553 | 0.055 | 0.2 | 0 | 2.808 | 354 | 2 | 1 | 0 | 357 | 94.583 | 1.206 | 0 | 0 | 95.789
2024 | 2 | NC | 19876 | Virginia Electric & Power Co | Preliminary | AC | 4.725 | 0.981 | . | . | 5.706 | 643 | 27 | . | . | 670 | . | . | . | . | 0 | . | . | . | . | 0 | . | . | . | . | 0 | . | . | . | . | 0 | . | . | . | . | 0 | . | . | . | . | 0 | . | . | . | . | 0 | . | . | . | . | 0 | . | . | . | . | 0 | 0.046 | 0.046 | . | . | 0.092 | 112 | 15 | . | . | 127 | . | . | . | . | 0 | . | . | . | . | 0 | . | . | . | . | 0 | . | . | . | . | 0 | 4.771 | 1.027 | NM | 0 | 5.798 | 755 | 42 | 0 | 0 | 797 | 0 | 0 | 0 | 0 | 0
2024 | 2 | NC | 24889 | Brunswick Electric Member Corp | Preliminary | AC | 6.232 | . | . | . | 6.232 | 779 | . | . | . | 779 | 0.23 | . | . | . | 0.23 | 146 | . | . | . | 146 | . | . | . | . | 0 | . | . | . | . | 0 | . | . | . | . | 0 | . | . | . | . | 0 | . | . | . | . | 0 | . | . | . | . | 0 | . | . | . | . | 0 | . | . | . | . | 0 | . | . | . | . | 0 | . | . | . | . | 0 | . | . | . | . | 0 | . | . | . | . | 0 | . | . | . | . | 0 | 6.462 | NM | NM | 0 | 6.462 | 925 | 0 | 0 | 0 | 925 | 0 | 0 | 0 | 0 | 0
2024 | 2 | NC | 99999 | Adjustment 2024 | Preliminary |  | 35.058 | 4.347 | . | . | 39.405 | . | . | . | . | . | . | . | . | . | . | . | . | . | . | . | . | . | . | . | . | . | . | . | . | . | . | . | . | . | . | . | . | . | . | . | . | . | . | . | . | . | . | . | . | . | . | . | . | . | . | . | . | . | . | . | . | . | . | . | . | . | . | . | . | . | . | . | . | . | . | . | . | . | . | . | . | . | . | . | . | 35.058 | 4.347 | . | . | 39.405 | . | . | . | . | . | . | . | . | . | .
2024 | 2 | ND | 12090 | McLean Electric Coop, Inc | Preliminary | AC | 0.08 | . | . | . | 0.08 | 7 | . | . | . | 7 | . | . | . | . | 0 | . | . | . | . | 0 | 2.06 | . | . | . | 2.06 | . | . | . | . | 0 | . | . | . | . | 0 | . | . | . | . | 0 | . | . | . | . | 0 | . | . | . | . | 0 | . | . | . | . | 0 | . | . | . | . | 0 | . | . | . | . | 0 | . | . | . | . | 0 | . | . | . | . | 0 | . | . | . | . | 0 | . | . | . | . | 0 | 0.08 | NM | NM | 0 | 0.08 | 7 | 0 | 0 | 0 | 7 | 2.06 | 0 | 0 | 0 | 2.06
2024 | 2 | ND | 12301 | Nodak Electric Coop Inc | Preliminary | AC | 0.092 | . | . | . | 0.092 | 12 | . | . | . | 12 | . | . | . | . | 0 | . | . | . | . | 0 | 0.692 | . | . | . | 0.692 | . | . | . | . | 0 | . | . | . | . | 0 | . | . | . | . | 0 | . | . | . | . | 0 | . | . | . | . | 0 | . | . | . | . | 0 | 0.086 | . | 0.06 | . | 0.146 | 5 | . | 2 | . | 7 | 0 | . | 0 | . | 0 | . | . | . | . | 0 | . | . | . | . | 0 | . | . | . | . | 0 | 0.178 | NM | 0.06 | 0 | 0.238 | 17 | 0 | 2 | 0 | 19 | 0.692 | 0 | 0 | 0 | 0.692
2024 | 2 | ND | 14232 | Otter Tail Power Co | Preliminary | AC | 0.009 | 0.164 | 0 | 0 | 0.173 | 1 | 6 | 0 | 0 | 7 | 0 | 0 | 0 | 0 | 0 | 0 | 0 | 0 | 0 | 0 | 0.199 | 2.079 | 0 | 0 | 2.278 | 0 | 0 | 0 | 0 | 0 | 0 | 0 | 0 | 0 | 0 | 0 | 0 | 0 | 0 | 0 | 0 | 0 | 0 | 0 | 0 | 0 | 0 | 0 | 0 | 0 | 0 | 0 | 0 | 0 | 0 | 0.012 | 0.03 | 0 | 0 | 0.042 | 1 | 1 | 0 | 0 | 2 | 0 | 0 | 0 | 0 | 0 | 0 | 0 | 0 | 0 | 0 | 0 | 0 | 0 | 0 | 0 | 0 | 0 | 0 | 0 | 0 | 0.021 | 0.194 | NM | 0 | 0.215 | 2 | 7 | 0 | 0 | 9 | 0.199 | 2.079 | 0 | 0 | 2.278
2024 | 2 | ND | 19790 | Verendrye Electric Coop Inc | Preliminary | AC | 0.064 | . | . | . | 0.064 | 7 | . | . | . | 7 | . | . | . | . | 0 | . | . | . | . | 0 | 2.806 | . | . | . | 2.806 | . | . | . | . | 0 | . | . | . | . | 0 | . | . | . | . | 0 | . | . | . | . | 0 | . | . | . | . | 0 | . | . | . | . | 0 | 0.004 | . | . | . | 0.004 | 1 | . | . | . | 1 | 0.043 | . | . | . | 0.043 | . | . | . | . | 0 | . | . | . | . | 0 | . | . | . | . | 0 | 0.068 | NM | NM | 0 | 0.068 | 8 | 0 | 0 | 0 | 8 | 2.849 | 0 | 0 | 0 | 2.849
2024 | 2 | ND | 20413 | Mountrail-Williams Elec Coop | Preliminary | AC | 0.152 | 0.083 | 0 | 0 | 0.235 | 6 | 2 | 0 | 0 | 8 | . | . | . | . | 0 | . | . | . | . | 0 | 5.275 | 4.681 | 0 | 0 | 9.956 | . | . | . | . | 0 | . | . | . | . | 0 | . | . | . | . | 0 | . | . | . | . | 0 | . | . | . | . | 0 | . | . | . | . | 0 | 0 | 0.002 | 0 | 0 | 0.002 | 0 | 1 | 0 | 0 | 1 | 0 | 0 | 0 | 0 | 0 | . | . | . | . | 0 | . | . | . | . | 0 | . | . | . | . | 0 | 0.152 | 0.085 | NM | 0 | 0.237 | 6 | 3 | 0 | 0 | 9 | 5.275 | 4.681 | 0 | 0 | 9.956
2024 | 2 | ND | 24949 | Cass County Elec Coop Inc | Preliminary | DC | 0.396 | . | . | . | 0.396 | 33 | . | . | . | 33 | 0.101 | . | . | . | 0.101 | 151 | . | . | . | 151 | 4.442 | . | . | . | 4.442 | . | . | . | . | 0 | . | . | . | . | 0 | . | . | . | . | 0 | . | . | . | . | 0 | . | . | . | . | 0 | . | . | . | . | 0 | 0.157 | . | . | . | 0.157 | 14 | . | . | . | 14 | 2.643 | . | . | . | 2.643 | . | . | . | . | 0 | . | . | . | . | 0 | . | . | . | . | 0 | 0.654 | NM | NM | 0 | 0.654 | 198 | 0 | 0 | 0 | 198 | 7.085 | 0 | 0 | 0 | 7.085
2024 | 2 | ND | 99999 | Adjustment 2024 | Preliminary |  | -0.069 | NM | . | . | NM | . | . | . | . | . | -0.018 | . | . | . | -0.018 | . | . | . | . | . | . | . | . | . | . | . | . | . | . | 0 | . | . | . | . | . | . | . | . | . | . | . | . | . | . | 0 | . | . | . | . | . | . | . | . | . | . | . | . | . | . | . | . | . | . | . | . | . | . | . | . | . | . | . | . | . | . | . | . | . | . | . | . | . | . | . | . | -0.087 | NM | . | . | NM | . | . | . | . | . | . | . | . | . | .
2024 | 2 | NE | 4373 | Cornhusker Public Power Dist | Preliminary | AC | 0.799 | . | . | . | 0.799 | 36 | . | . | . | 36 | . | . | . | . | 0 | . | . | . | . | 0 | . | . | . | . | 0 | . | . | . | . | 0 | . | . | . | . | 0 | . | . | . | . | 0 | . | . | . | . | 0 | . | . | . | . | 0 | . | . | . | . | 0 | . | . | . | . | 0 | . | . | . | . | 0 | . | . | . | . | 0 | . | . | . | . | 0 | . | . | . | . | 0 | . | . | . | . | 0 | 0.799 | NM | NM | 0 | 0.799 | 36 | 0 | 0 | 0 | 36 | 0 | 0 | 0 | 0 | 0
2024 | 2 | NE | 4911 | Dawson Power District | Preliminary | AC | 0.621 | 0.287 | . | . | 0.908 | 53 | 7 | . | . | 60 | . | . | . | . | 0 | . | . | . | . | 0 | . | . | . | . | 0 | 0.117 | . | . | . | 0.117 | 7 | . | . | . | 7 | 0.212 | . | . | . | 0.212 | . | . | . | . | 0 | . | . | . | . | 0 | . | . | . | . | 0 | . | 0.002 | . | . | 0.002 | . | 1 | . | . | 1 | . | . | . | . | 0 | . | . | . | . | 0 | . | . | . | . | 0 | . | . | . | . | 0 | 0.621 | 0.289 | NM | 0 | 0.91 | 53 | 8 | 0 | 0 | 61 | 0 | 0 | 0 | 0 | 0
2024 | 2 | NE | 6779 | City of Fremont - (NE) | Preliminary | AC | 0.046 | 0.025 | . | . | 0.071 | 8 | 1 | . | . | 9 | 1.168 | 0.286 | . | . | 1.454 | 269 | 12 | . | . | 281 | . | . | . | . | . | . | . | . | . | . | . | . | . | . | . | . | . | . | . | . | . | . | . | . | . | . | . | . | . | . | . | . | . | . | . | . | . | . | . | . | . | . | . | . | . | . | . | . | . | . | . | . | . | . | . | . | . | . | . | . | . | . | . | . | . | 1.214 | 0.311 | NM | 0 | 1.525 | 277 | 13 | 0 | 0 | 290 | 0 | 0 | 0 | 0 | 0
2024 | 2 | NE | 11018 | Lincoln Electric System | Preliminary | AC | 2.85 | 0.663 | 0.005 | 0 | 3.518 | 394 | 37 | 1 | 0 | 432 | 3.356 | 0.244 | 0 | 0 | 3.6 | 578 | 42 | 0 | 0 | 620 | . | . | . | . | 0 | . | . | . | . | 0 | . | . | . | . | 0 | . | . | . | . | 0 | . | . | . | . | 0 | . | . | . | . | 0 | . | . | . | . | 0 | . | 0.002 | . | . | 0.002 | . | 1 | . | . | 1 | . | . | . | . | 0 | . | . | . | . | 0 | . | . | . | . | 0 | . | . | . | . | 0 | 6.206 | 0.909 | 0.005 | 0 | 7.12 | 972 | 80 | 1 | 0 | 1053 | 0 | 0 | 0 | 0 | 0
2024 | 2 | NE | 11251 | Loup River Public Power Dist | Preliminary | AC | . | . | 0.729 | . | 0.729 | . | . | 45 | . | 45 | . | . | . | . | 0 | . | . | . | . | 0 | . | . | 24.862 | . | 24.862 | . | . | . | . | 0 | . | . | . | . | 0 | . | . | . | . | 0 | . | . | . | . | 0 | . | . | . | . | 0 | . | . | . | . | 0 | . | . | . | . | 0 | . | . | . | . | 0 | . | . | . | . | 0 | . | . | . | . | 0 | . | . | . | . | 0 | . | . | . | . | 0 | NM | NM | 0.729 | 0 | 0.729 | 0 | 0 | 45 | 0 | 45 | 0 | 0 | 24.862 | 0 | 24.862
2024 | 2 | NE | 12539 | Midwest Electric Member Corp - (NE) | Preliminary | AC | 0.316 | 0.033 | 0 | 0 | 0.349 | 27 | 3 | 0 | 0 | 30 | 0 | 0 | 0 | 0 | 0 | 0 | 0 | 0 | 0 | 0 | 18.919 | 2.161 | 0 | 0 | 21.08 | 0 | 0 | 0 | 0 | 0 | 0 | 0 | 0 | 0 | 0 | 0 | 0 | 0 | 0 | 0 | 0 | 0 | 0 | 0 | 0 | 0 | 0 | 0 | 0 | 0 | 0 | 0 | 0 | 0 | 0 | 0.036 | 0 | 0 | 0 | 0.036 | 2 | 0 | 0 | 0 | 2 | 0.48 | 0 | 0 | 0 | 0.48 | 0 | 0 | 0 | 0 | 0 | 0 | 0 | 0 | 0 | 0 | 0 | 0 | 0 | 0 | 0 | 0.352 | 0.033 | NM | 0 | 0.385 | 29 | 3 | 0 | 0 | 32 | 19.399 | 2.161 | 0 | 0 | 21.56
2024 | 2 | NE | 13337 | Nebraska Public Power District | Preliminary | AC | 1.461 | 0.872 | . | . | 2.333 | 190 | 55 | . | . | 245 | . | . | . | . | 0 | . | . | . | . | 0 | 6.461 | 6.336 | . | . | 12.797 | . | . | . | . | 0 | . | . | . | . | 0 | . | . | . | . | 0 | . | . | . | . | 0 | . | . | . | . | 0 | . | . | . | . | 0 | 0.025 | 0.046 | . | . | 0.071 | 4 | 14 | . | . | 18 | . | . | . | . | 0 | . | . | . | . | 0 | . | . | . | . | 0 | . | . | . | . | 0 | 1.486 | 0.918 | NM | 0 | 2.404 | 194 | 69 | 0 | 0 | 263 | 6.461 | 6.336 | 0 | 0 | 12.797
2024 | 2 | NE | 13664 | Norris Public Power District | Preliminary | DC | 1.815 | 0.317 | . | . | 2.132 | 156 | 8 | . | . | 164 | . | . | . | . | 0 | . | . | . | . | 0 | 113.68 | 19.128 | . | . | 132.808 | . | . | . | . | 0 | . | . | . | . | 0 | . | . | . | . | 0 | . | . | . | . | 0 | . | . | . | . | 0 | . | . | . | . | 0 | 0.136 | 0.058 | . | . | 0.194 | 17 | 6 | . | . | 23 | 3.841 | 0.032 | . | . | 3.873 | . | . | . | . | 0 | . | . | . | . | 0 | . | . | . | . | 0 | 1.951 | 0.375 | NM | 0 | 2.326 | 173 | 14 | 0 | 0 | 187 | 117.521 | 19.16 | 0 | 0 | 136.681
2024 | 2 | NE | 14127 | Omaha Public Power District | Preliminary | AC | 10.995 | 0.673 | . | . | 11.668 | 1525 | 41 | . | . | 1566 | . | . | . | . | 0 | . | . | . | . | 0 | 25.547 | 1.797 | . | . | 27.344 | . | . | . | . | 0 | . | . | . | . | 0 | . | . | . | . | 0 | . | . | . | . | 0 | . | . | . | . | 0 | . | . | . | . | 0 | 0.032 | 0.002 | . | . | 0.034 | 7 | 1 | . | . | 8 | 0.182 | 0 | . | . | 0.182 | . | . | . | . | 0 | . | . | . | . | 0 | . | . | . | . | 0 | 11.027 | 0.675 | NM | 0 | 11.702 | 1532 | 42 | 0 | 0 | 1574 | 25.729 | 1.797 | 0 | 0 | 27.526
2024 | 2 | NE | 17642 | Southern Public Power District | Preliminary | AC | 0.551 | 0.025 | 0 | 0 | 0.576 | 37 | 1 | 0 | 0 | 38 | 0 | 0 | 0 | 0 | 0 | 0 | 0 | 0 | 0 | 0 | 0 | 0 | 0 | 0 | 0 | 0 | 0 | 0 | 0 | 0 | 0 | 0 | 0 | 0 | 0 | 0 | 0 | 0 | 0 | 0 | 0 | 0 | 0 | 0 | 0 | 0 | 0 | 0 | 0 | 0 | 0 | 0 | 0 | 0 | 0 | 0.027 | 0 | 0 | 0 | 0.027 | 5 | 0 | 0 | 0 | 5 | 0 | 0 | 0 | 0 | 0 | 0 | 0 | 0 | 0 | 0 | 0 | 0 | 0 | 0 | 0 | 0 | 0 | 0 | 0 | 0 | 0.578 | 0.025 | NM | 0 | 0.603 | 42 | 1 | 0 | 0 | 43 | 0 | 0 | 0 | 0 | 0
2024 | 2 | NE | 27058 | High West Energy, Inc | Preliminary | AC | 0.012 | . | . | . | 0.012 | 6 | . | . | . | 6 | . | . | . | . | 0 | . | . | . | . | 0 | . | . | . | . | 0 | . | . | . | . | 0 | . | . | . | . | 0 | . | . | . | . | 0 | . | . | . | . | 0 | . | . | . | . | 0 | . | . | . | . | 0 | . | . | . | . | 0 | . | . | . | . | 0 | . | . | . | . | 0 | . | . | . | . | 0 | . | . | . | . | 0 | . | . | . | . | 0 | 0.012 | NM | NM | 0 | 0.012 | 6 | 0 | 0 | 0 | 6 | 0 | 0 | 0 | 0 | 0
2024 | 2 | NE | 40606 | City of Grand Island - (NE) | Preliminary | AC | 0.098 | 0 | 0.012 | 0 | 0.11 | 9 | 0 | 1 | 0 | 10 | . | . | . | . | . | . | . | . | . | . | . | . | . | . | . | . | . | . | . | . | . | . | . | . | . | . | . | . | . | . | . | . | . | . | . | . | . | . | . | . | . | . | . | . | . | . | . | . | . | . | . | . | . | . | . | . | . | . | . | . | . | . | . | . | . | . | . | . | . | . | . | . | . | . | . | 0.098 | NM | 0.012 | 0 | 0.11 | 9 | 0 | 1 | 0 | 10 | 0 | 0 | 0 | 0 | 0
2024 | 2 | NE | 99999 | Adjustment 2024 | Preliminary |  | 3.02 | 0.605 | 0.05 | . | 3.675 | . | . | . | . | . | . | . | . | . | 0 | . | . | . | . | . | . | . | . | . | . | . | . | . | . | 0 | . | . | . | . | . | . | . | . | . | . | . | . | . | . | 0 | . | . | . | . | . | . | . | . | . | . | . | . | . | . | . | . | . | . | . | . | . | . | . | . | . | . | . | . | . | . | . | . | . | . | . | . | . | . | . | . | 3.02 | 0.605 | 0.05 | . | 3.675 | . | . | . | . | . | . | . | . | . | .
2024 | 2 | NH | 13441 | New Hampshire Elec Coop Inc | Preliminary | AC | 13.747 | 3.548 | 1.961 | 0 | 19.256 | 1732 | 114 | 7 | 0 | 1853 | . | 0.997 | . | . | 0.997 | . | 27 | . | . | 27 | . | . | . | . | . | . | . | . | . | . | . | . | . | . | . | . | . | . | . | . | . | . | . | . | . | . | . | . | . | . | . | . | . | . | . | 0.086 | 0.005 | . | . | 0.091 | 28 | 2 | . | . | 30 | . | . | . | . | . | 0.012 | 0.004 | . | . | 0.016 | 1 | 1 | . | . | 2 | . | . | . | . | . | 13.845 | 4.554 | 1.961 | 0 | 20.36 | 1761 | 144 | 7 | 0 | 1912 | 0 | 0 | 0 | 0 | 0
2024 | 2 | NH | 15472 | Public Service Co of NH | Preliminary | AC | 116.445 | 55.558 | 5.214 | 0 | 177.217 | 14743 | 816 | 39 | 0 | 15598 | 0 | 0 | 0 | 0 | 0 | 0 | 0 | 0 | 0 | 0 | 0 | 0 | 0 | 0 | 0 | 0 | 0 | 0 | 0 | 0 | 0 | 0 | 0 | 0 | 0 | 0 | 0 | 0 | 0 | 0 | 0 | 0 | 0 | 0 | 0 | 0 | 0 | 0 | 0 | 0 | 0 | 0 | 0 | 0 | 0 | 0.121 | 0.13 | 0 | 0 | 0.251 | 29 | 7 | 0 | 0 | 36 | 0 | 0 | 0 | 0 | 0 | 0.093 | 20.929 | 0.215 | 0 | 21.237 | 3 | 50 | 3 | 0 | 56 | 0 | 0 | 0 | 0 | 0 | 116.659 | 76.617 | 5.429 | 0 | 198.705 | 14775 | 873 | 42 | 0 | 15690 | 0 | 0 | 0 | 0 | 0
2024 | 2 | NH | 24590 | Unitil Energy Systems | Preliminary | AC | 16.909 | 4.036 | 0.812 | . | 21.757 | 2129 | 92 | 7 | . | 2228 | 0.191 | 0.628 | . | . | 0.819 | 13 | 14 | . | . | 27 | 23.417 | 36.816 | . | . | 60.233 | 0.744 | . | . | . | 0.744 | 73 | . | . | . | 73 | 0.922 | . | . | . | 0.922 | . | . | . | . | 0 | . | . | . | . | 0 | . | . | . | . | 0 | 0.015 | . | . | . | 0.015 | 3 | . | . | . | 3 | . | . | . | . | 0 | . | 9.005 | . | . | 9.005 | . | 3 | . | . | 3 | . | . | . | . | 0 | 17.115 | 13.669 | 0.812 | 0 | 31.596 | 2145 | 109 | 7 | 0 | 2261 | 23.417 | 36.816 | 0 | 0 | 60.233
2024 | 2 | NH | 26510 | Liberty Utilities (Granite State Electric) Corp | Preliminary | AC | 12.002 | 7.406 | 0 | 0 | 19.408 | 1451 | 108 | 0 | 0 | 1559 | 0.08 | 0.309 | 0 | 0 | 0.389 | 7 | 7 | 0 | 0 | 14 | . | . | . | . | 0 | . | . | . | . | 0 | . | . | . | . | 0 | . | . | . | . | 0 | . | . | . | . | 0 | . | . | . | . | 0 | . | . | . | . | 0 | 0 | 0.006 | 0 | 0 | 0.006 | 0 | 1 | 0 | 0 | 1 | . | . | . | . | 0 | 0 | 2 | 0 | 0 | 2 | 0 | 1 | 0 | 0 | 1 | . | . | . | . | 0 | 12.082 | 9.721 | NM | 0 | 21.803 | 1458 | 117 | 0 | 0 | 1575 | 0 | 0 | 0 | 0 | 0
2024 | 2 | NH | 99999 | Adjustment 2024 | Preliminary |  | 0.457 | 0.036 | . | . | 0.493 | . | . | . | . | . | . | . | . | . | . | . | . | . | . | . | . | . | . | . | . | . | . | . | . | . | . | . | . | . | . | . | . | . | . | . | . | . | . | . | . | . | . | . | . | . | . | . | . | . | . | . | . | . | . | . | . | . | . | . | . | . | . | . | . | . | . | . | . | . | . | . | . | . | . | . | . | . | . | . | . | 0.457 | 0.036 | . | . | 0.493 | . | . | . | . | . | . | . | . | . | .
2024 | 2 | NJ | 963 | Atlantic City Electric Co | Preliminary | AC | 405.722 | 163.839 | 22.349 | 0 | 591.91 | 49372 | 1675 | 46 | 0 | 51093 | . | . | . | . | 0 | . | . | . | . | 0 | . | . | . | . | 0 | . | . | . | . | 0 | . | . | . | . | 0 | . | . | . | . | 0 | . | . | . | . | 0 | . | . | . | . | 0 | . | . | . | . | 0 | 0.207 | 0.04 | 0 | 0 | 0.247 | 17 | 2 | 0 | 0 | 19 | . | . | . | . | 0 | 0.06 | 0 | 0 | 0 | 0.06 | 5 | 0 | 0 | 0 | 5 | . | . | . | . | 0 | 405.989 | 163.879 | 22.349 | 0 | 592.217 | 49394 | 1677 | 46 | 0 | 51117 | 0 | 0 | 0 | 0 | 0
2024 | 2 | NJ | 9726 | Jersey Central Power & Lt Co | Preliminary | AC | 426.136 | 426.699 | 23.634 | 0 | 876.469 | 51177 | 2484 | 58 | 0 | 53719 | 0.067 | 0 | 0 | 0 | 0.067 | 1 | 0 | 0 | 0 | 1 | 0 | 0 | 0 | 0 | 0 | 12.1 | 0.072 | 0 | 0 | 12.172 | 1278 | 6 | 0 | 0 | 1284 | 0 | 0 | 0 | 0 | 0 | 0.085 | 0 | 0 | 0 | 0.085 | 8 | 0 | 0 | 0 | 8 | 0 | 0 | 0 | 0 | 0 | 0.22 | 0.057 | 0 | 0 | 0.277 | 15 | 4 | 0 | 0 | 19 | 0 | 0 | 0 | 0 | 0 | 0 | 0.74 | 0 | 0 | 0.74 | 0 | 2 | 0 | 0 | 2 | 0 | 0 | 0 | 0 | 0 | 426.423 | 427.496 | 23.634 | 0 | 877.553 | 51193 | 2490 | 58 | 0 | 53741 | 0 | 0 | 0 | 0 | 0
2024 | 2 | NJ | 15477 | Public Service Elec & Gas Co | Preliminary | DC | 530.831 | 817.948 | 92.727 | . | 1441.506 | 82547 | 4194 | 169 | . | 86910 | . | . | . | . | 0 | . | . | . | . | 0 | . | . | . | . | 0 | . | . | . | . | 0 | . | . | . | . | 0 | . | . | . | . | 0 | . | . | . | . | 0 | . | . | . | . | 0 | . | . | . | . | 0 | . | 1.514 | . | . | 1.514 | . | 4 | . | . | 4 | . | . | . | . | 0 | . | . | . | . | 0 | . | . | . | . | 0 | . | . | . | . | 0 | 530.831 | 819.462 | 92.727 | 0 | 1443.02 | 82547 | 4198 | 169 | 0 | 86914 | 0 | 0 | 0 | 0 | 0
2024 | 2 | NJ | 16213 | Rockland Electric Co | Preliminary | AC | 11.31 | 27.943 | 0.072 | 0 | 39.325 | 1276 | 157 | 1 | 0 | 1434 | 0 | 0 | 0 | 0 | 0 | 0 | 0 | 0 | 0 | 0 | . | . | . | . | 0 | 0.145 | 0 | 0 | 0 | 0.145 | 14 | 0 | 0 | 0 | 14 | 0 | 0 | 0 | 0 | 0 | 0.795 | 0 | 0 | 0 | 0.795 | 70 | 0 | 0 | 0 | 70 | 0 | 0 | 0 | 0 | 0 | 0 | 0 | 0 | 0 | 0 | 0 | 0 | 0 | 0 | 0 | . | . | . | . | 0 | 0 | 0 | 0 | 0 | 0 | 0 | 0 | 0 | 0 | 0 | . | . | . | . | 0 | 11.31 | 27.943 | 0.072 | 0 | 39.325 | 1276 | 157 | 1 | 0 | 1434 | 0 | 0 | 0 | 0 | 0
2024 | 2 | NJ | 99999 | Adjustment 2024 | Preliminary |  | -83.361 | -133.716 | -6.856 | . | -223.933 | . | . | . | . | . | . | . | . | . | 0 | . | . | . | . | . | . | . | . | . | . | . | . | . | . | 0 | . | . | . | . | . | . | . | . | . | . | . | . | . | . | 0 | . | . | . | . | . | . | . | . | . | . | . | . | . | . | . | . | . | . | . | . | . | . | . | . | . | . | . | . | . | . | . | . | . | . | . | . | . | . | . | . | -83.361 | -133.716 | -6.856 | . | -223.933 | . | . | . | . | . | . | . | . | . | .
2024 | 2 | NM | 3287 | Central Valley Elec Coop, Inc | Preliminary | AC | 0.553 | . | . | . | 0.553 | 63 | . | . | . | 63 | . | . | . | . | 0 | . | . | . | . | 0 | 6.449 | . | . | . | 6.449 | . | . | . | . | 0 | . | . | . | . | 0 | . | . | . | . | 0 | . | . | . | . | 0 | . | . | . | . | 0 | . | . | . | . | 0 | 0.001 | . | . | . | 0.001 | 1 | . | . | . | 1 | . | . | . | . | 0 | . | . | . | . | 0 | . | . | . | . | 0 | . | . | . | . | 0 | 0.554 | NM | NM | 0 | 0.554 | 64 | 0 | 0 | 0 | 64 | 6.449 | 0 | 0 | 0 | 6.449
2024 | 2 | NM | 5701 | El Paso Electric Co | Preliminary | AC | 50.205 | 7.584 | . | . | 57.789 | 9216 | 191 | . | . | 9407 | . | . | . | . | 0 | . | . | . | . | 0 | 776.957 | 75.271 | . | . | 852.228 | 0.929 | . | . | . | 0.929 | 107 | . | . | . | 107 | . | . | . | . | 0 | . | . | . | . | 0 | . | . | . | . | 0 | . | . | . | . | 0 | 0.007 | 0.006 | . | . | 0.013 | 3 | 2 | . | . | 5 | . | . | . | . | 0 | . | . | . | . | 0 | . | . | . | . | 0 | . | . | . | . | 0 | 50.212 | 7.59 | NM | 0 | 57.802 | 9219 | 193 | 0 | 0 | 9412 | 776.957 | 75.271 | 0 | 0 | 852.228
2024 | 2 | NM | 6204 | City of Farmington - (NM) | Preliminary | AC | 1.953 | 0.131 | 0 | 0 | 2.084 | 378 | 16 | 0 | 0 | 394 | . | . | . | . | 0 | . | . | . | . | 0 | 103.389 | 2.258 | 0 | 0 | 105.647 | . | . | . | . | 0 | . | . | . | . | 0 | . | . | . | . | 0 | . | . | . | . | 0 | . | . | . | . | 0 | . | . | . | . | 0 | . | . | . | . | 0 | . | . | . | . | 0 | . | . | . | . | 0 | . | . | . | . | 0 | . | . | . | . | 0 | . | . | . | . | 0 | 1.953 | 0.131 | NM | 0 | 2.084 | 378 | 16 | 0 | 0 | 394 | 103.389 | 2.258 | 0 | 0 | 105.647
2024 | 2 | NM | 11204 | Los Alamos County | Preliminary | DC | 2.549 | 0.714 | . | . | 3.263 | 442 | 32 | . | . | 474 | . | . | . | . | 0 | . | . | . | . | 0 | 0 | 0 | . | . | 0 | . | . | . | . | 0 | . | . | . | . | 0 | . | . | . | . | 0 | . | . | . | . | 0 | . | . | . | . | 0 | . | . | . | . | 0 | . | . | . | . | 0 | . | . | . | . | 0 | . | . | . | . | 0 | . | . | . | . | 0 | . | . | . | . | 0 | . | . | . | . | 0 | 2.549 | 0.714 | NM | 0 | 3.263 | 442 | 32 | 0 | 0 | 474 | 0 | 0 | 0 | 0 | 0
2024 | 2 | NM | 15473 | Public Service Co of NM | Preliminary | DC | 261.89 | 88.02 | 0 | 0 | 349.91 | 42259 | 1147 | 0 | 0 | 43406 | . | . | . | . | 0 | . | . | . | . | 0 | . | . | . | . | 0 | . | . | . | . | 0 | . | . | . | . | 0 | . | . | . | . | 0 | . | . | . | . | 0 | . | . | . | . | 0 | . | . | . | . | 0 | 0.009 | 0.015 | 0 | 0 | 0.024 | 3 | 3 | 0 | 0 | 6 | . | . | . | . | 0 | . | . | . | . | 0 | . | . | . | . | 0 | . | . | . | . | 0 | 261.899 | 88.035 | NM | 0 | 349.934 | 42262 | 1150 | 0 | 0 | 43412 | 0 | 0 | 0 | 0 | 0
2024 | 2 | NM | 17718 | Southwestern Public Service Co | Preliminary | DC | 19.392 | 7.588 | 0.493 | 0 | 27.473 | 2032 | 107 | 6 | 0 | 2145 | . | . | . | . | 0 | . | . | . | . | 0 | . | . | . | . | 0 | . | . | . | . | 0 | . | . | . | . | 0 | . | . | . | . | 0 | . | . | . | . | 0 | . | . | . | . | 0 | . | . | . | . | 0 | . | . | . | . | 0 | . | . | . | . | 0 | . | . | . | . | 0 | . | . | . | . | 0 | . | . | . | . | 0 | . | . | . | . | 0 | 19.392 | 7.588 | 0.493 | 0 | 27.473 | 2032 | 107 | 6 | 0 | 2145 | 0 | 0 | 0 | 0 | 0
2024 | 2 | NM | 99999 | Adjustment 2024 | Preliminary |  | -27.836 | -11.569 | 0.064 | 0 | -39.341 | . | . | . | . | . | . | . | . | . | 0 | . | . | . | . | . | . | . | . | . | . | . | . | . | . | 0 | . | . | . | . | . | . | . | . | . | . | . | . | . | . | 0 | . | . | . | . | . | . | . | . | . | . | . | . | . | . | . | . | . | . | . | . | . | . | . | . | . | . | . | . | . | . | . | . | . | . | . | . | . | . | . | . | -27.836 | -11.569 | 0.064 | 0 | -39.341 | . | . | . | . | . | . | . | . | . | .
2024 | 2 | NV | 2008 | City of Boulder City - (NV) | Preliminary | DC | 1.182 | 1.106 | 0 | 0 | 2.288 | 140 | 11 | 0 | 0 | 151 | . | . | . | . | 0 | . | . | . | . | 0 | . | . | . | . | 0 | . | . | . | . | 0 | . | . | . | . | 0 | . | . | . | . | 0 | . | . | . | . | 0 | . | . | . | . | 0 | . | . | . | . | 0 | . | . | . | . | 0 | . | . | . | . | 0 | . | . | . | . | 0 | . | . | . | . | 0 | . | . | . | . | 0 | . | . | . | . | 0 | 1.182 | 1.106 | NM | 0 | 2.288 | 140 | 11 | 0 | 0 | 151 | 0 | 0 | 0 | 0 | 0
2024 | 2 | NV | 13073 | Mt Wheeler Power, Inc | Preliminary | AC | 0.061 | 0.157 | . | . | 0.218 | 14 | 6 | . | . | 20 | . | . | . | . | 0 | . | . | . | . | 0 | . | . | . | . | 0 | . | . | . | . | 0 | . | . | . | . | 0 | . | . | . | . | 0 | . | . | . | . | 0 | . | . | . | . | 0 | . | . | . | . | 0 | . | 0.011 | . | . | 0.011 | . | 1 | . | . | 1 | . | . | . | . | 0 | . | . | . | . | 0 | . | . | . | . | 0 | . | . | . | . | 0 | 0.061 | 0.168 | NM | 0 | 0.229 | 14 | 7 | 0 | 0 | 21 | 0 | 0 | 0 | 0 | 0
2024 | 2 | NV | 13407 | Nevada Power Co | Preliminary | AC | 789.749 | 29.811 | 33.259 | 0 | 852.819 | 104094 | 533 | 117 | 0 | 104744 | . | . | . | . | 0 | . | . | . | . | 0 | . | . | . | . | 0 | 13.473 | 0.005 | 0.163 | 0 | 13.641 | 1693 | 1 | 1 | 0 | 1695 | 34.602 | 0.01 | 0.84 | 0 | 35.452 | . | . | . | . | 0 | . | . | . | . | 0 | . | . | . | . | 0 | 0.016 | 0.008 | 0.002 | 0 | 0.026 | 2 | 3 | 1 | 0 | 6 | . | . | . | . | 0 | . | . | . | . | 0 | . | . | . | . | 0 | . | . | . | . | 0 | 789.765 | 29.819 | 33.261 | 0 | 852.845 | 104096 | 536 | 118 | 0 | 104750 | 0 | 0 | 0 | 0 | 0
2024 | 2 | NV | 17166 | Sierra Pacific Power Co | Preliminary | AC | 73.406 | 34.441 | 1.073 | . | 108.92 | 11984 | 438 | 5 | . | 12427 | . | . | . | . | 0 | . | . | . | . | 0 | . | . | . | . | 0 | 6.801 | 0.042 | . | . | 6.843 | 897 | 3 | . | . | 900 | 17.547 | 0.087 | . | . | 17.634 | . | . | . | . | 0 | . | . | . | . | 0 | . | . | . | . | 0 | 0.307 | 9.354 | 0.007 | . | 9.668 | 49 | 88 | 1 | . | 138 | . | . | . | . | 0 | 0.05 | 0.108 | 0.05 | . | 0.208 | 1 | 2 | 1 | . | 4 | . | . | . | . | 0 | 73.763 | 43.903 | 1.13 | 0 | 118.796 | 12034 | 528 | 7 | 0 | 12569 | 0 | 0 | 0 | 0 | 0
2024 | 2 | NV | 19840 | Valley Electric Assn, Inc | Preliminary | AC | 20.129 | 0.181 | 0 | 0 | 20.31 | 2027 | 20 | 0 | 0 | 2047 | 0 | 0 | 0 | 0 | 0 | 0 | 0 | 0 | 0 | 0 | 1021.32 | 4.9 | 0 | 0 | 1026.22 | 0 | 0 | 0 | 0 | 0 | 0 | 0 | 0 | 0 | 0 | 0 | 0 | 0 | 0 | 0 | 0 | 0 | 0 | 0 | 0 | 0 | 0 | 0 | 0 | 0 | 0 | 0 | 0 | 0 | 0 | 0.02 | 0.002 | 0 | 0 | 0.022 | 9 | 1 | 0 | 0 | 10 | 1.011 | 0.001 | 0 | 0 | 1.012 | 0.075 | 0.006 | 0 | 0 | 0.081 | 9 | 1 | 0 | 0 | 10 | 3.025 | 0.008 | 0 | 0 | 3.033 | 20.224 | 0.189 | NM | 0 | 20.413 | 2045 | 22 | 0 | 0 | 2067 | 1025.356 | 4.909 | 0 | 0 | 1030.265
2024 | 2 | NV | 99999 | Adjustment 2024 | Preliminary |  | 6.269 | -0.134 | 0 | 0 | 6.135 | . | . | . | . | . | . | . | . | . | 0 | . | . | . | . | . | . | . | . | . | . | . | . | . | . | 0 | . | . | . | . | . | . | . | . | . | . | . | . | . | . | 0 | . | . | . | . | . | . | . | . | . | . | . | . | . | . | . | . | . | . | . | . | . | . | . | . | . | . | . | . | . | . | . | . | . | . | . | . | . | . | . | . | 6.269 | -0.134 | NM | 0 | 6.135 | . | . | . | . | . | . | . | . | . | .
2024 | 2 | NY | 3249 | Central Hudson Gas & Elec Corp | Preliminary | AC | 118.751 | 199.464 | . | . | 318.215 | 14795 | 735 | . | . | 15530 | . | . | . | . | 0 | . | . | . | . | 0 | . | . | . | . | 0 | . | . | . | . | 0 | . | . | . | . | 0 | . | . | . | . | 0 | . | . | . | . | 0 | . | . | . | . | 0 | . | . | . | . | 0 | 0.143 | 0.016 | . | . | 0.159 | 13 | 2 | . | . | 15 | . | . | . | . | 0 | . | . | . | . | 0 | . | . | . | . | 0 | . | . | . | . | 0 | 118.894 | 199.48 | NM | 0 | 318.374 | 14808 | 737 | 0 | 0 | 15545 | 0 | 0 | 0 | 0 | 0
2024 | 2 | NY | 4226 | Consolidated Edison Co-NY Inc | Preliminary | AC | 349.41 | 111.512 | . | . | 460.922 | 61577 | 3326 | . | . | 64903 | . | 101.8 | . | . | 101.8 | . | 742 | . | . | 742 | . | . | . | . | 0 | 3.833 | 10.342 | . | . | 14.175 | 472 | 25 | . | . | 497 | 9.755 | 49.662 | . | . | 59.417 | 0.196 | 11.458 | . | . | 11.654 | 25 | 9 | . | . | 34 | 0.48 | 11.654 | . | . | 12.134 | . | 0.143 | . | . | 0.143 | . | 6 | . | . | 6 | . | . | . | . | 0 | 0.015 | 39.122 | . | . | 39.137 | 3 | 41 | . | . | 44 | . | . | . | . | 0 | 349.425 | 252.577 | NM | 0 | 602.002 | 61580 | 4115 | 0 | 0 | 65695 | 0 | 0 | 0 | 0 | 0
2024 | 2 | NY | 11171 | Long Island Power Authority | Preliminary | AC | 582.972 | 96.503 | . | . | 679.475 | 82347 | 1646 | . | . | 83993 | . | 10.415 | . | . | 10.415 | . | 43 | . | . | 43 | . | . | . | . | 0 | 14.958 | 0.638 | . | . | 15.596 | 1732 | 9 | . | . | 1741 | . | . | . | . | 0 | . | . | . | . | 0 | . | . | . | . | 0 | . | . | . | . | 0 | 0.024 | 0.356 | . | . | 0.38 | 5 | 16 | . | . | 21 | . | . | . | . | 0 | 3.066 | 21.287 | . | . | 24.353 | 314 | 46 | . | . | 360 | . | . | . | . | 0 | 586.062 | 128.561 | NM | 0 | 714.623 | 82666 | 1751 | 0 | 0 | 84417 | 0 | 0 | 0 | 0 | 0
2024 | 2 | NY | 13511 | New York State Elec & Gas Corp | Preliminary | AC | 83.652 | 520.884 | . | . | 604.536 | 10241 | 1195 | . | . | 11436 | 0.154 | 439.189 | . | . | 439.343 | 4 | 246 | . | . | 250 | . | . | . | . | 0 | 5.841 | 27.388 | . | . | 33.229 | 433 | 10 | . | . | 443 | . | . | . | . | 0 | 0.323 | 0.42 | . | . | 0.743 | 35 | 4 | . | . | 39 | . | . | . | . | 0 | 0.649 | 0.756 | . | . | 1.405 | 75 | 28 | . | . | 103 | . | . | . | . | 0 | . | 10.897 | . | . | 10.897 | . | 20 | . | . | 20 | . | . | . | . | 0 | 84.455 | 971.726 | NM | 0 | 1056.181 | 10320 | 1489 | 0 | 0 | 11809 | 0 | 0 | 0 | 0 | 0
2024 | 2 | NY | 13573 | Niagara Mohawk Power Corp. | Preliminary | AC | 188.306 | 316.604 | 9.422 | . | 514.332 | 24119 | 2240 | 29 | . | 26388 | 0.011 | 894.671 | . | . | 894.682 | 1 | 273 | . | . | 274 | . | . | . | . | 0 | 0.024 | . | . | . | 0.024 | 4 | . | . | . | 4 | . | . | . | . | 0 | . | . | . | . | 0 | . | . | . | . | 0 | . | . | . | . | 0 | 2.408 | 4.001 | 0.15 | . | 6.559 | 195 | 63 | 2 | . | 260 | . | . | . | . | 0 | 0.115 | 19.222 | 1.155 | . | 20.492 | 24 | 51 | 3 | . | 78 | . | . | . | . | 0 | 190.84 | 1234.498 | 10.727 | 0 | 1436.065 | 24339 | 2627 | 34 | 0 | 27000 | 0 | 0 | 0 | 0 | 0
2024 | 2 | NY | 14154 | Orange & Rockland Utils Inc | Preliminary | AC | 93.07 | 94.382 | 3.428 | 0 | 190.88 | 12133 | 205 | 5 | 0 | 12343 | 0 | 16.916 | 0 | 0 | 16.916 | 0 | 35 | 0 | 0 | 35 | . | . | . | . | 0 | 5.012 | 15.91 | 0 | 0 | 20.922 | 590 | 7 | 0 | 0 | 597 | 4.195 | 7.99 | 0 | 0 | 12.185 | 0.045 | 15 | 0 | 0 | 15.045 | 3 | 4 | 0 | 0 | 7 | 0.04 | 12 | 0 | 0 | 12.04 | 0 | 0.012 | 0 | 0 | 0.012 | 0 | 2 | 0 | 0 | 2 | . | . | . | . | 0 | 0 | 0.02 | 0 | 0 | 0.02 | 0 | 1 | 0 | 0 | 1 | . | . | . | . | 0 | 93.07 | 111.33 | 3.428 | 0 | 207.828 | 12133 | 243 | 5 | 0 | 12381 | 0 | 0 | 0 | 0 | 0
2024 | 2 | NY | 16183 | Rochester Gas & Electric Corp | Preliminary | AC | 20.481 | 173.087 | . | . | 193.568 | 2557 | 251 | . | . | 2808 | 0.044 | 24.302 | . | . | 24.346 | 6 | 378 | . | . | 384 | . | . | . | . | 0 | . | 1 | . | . | 1 | . | 1 | . | . | 1 | . | . | . | . | 0 | . | . | . | . | 0 | . | . | . | . | 0 | . | . | . | . | 0 | 0.074 | 0.88 | . | . | 0.954 | 12 | 5 | . | . | 17 | . | . | . | . | 0 | 0.707 | 1.464 | . | . | 2.171 | 61 | 3 | . | . | 64 | . | . | . | . | 0 | 21.306 | 199.733 | NM | 0 | 221.039 | 2636 | 637 | 0 | 0 | 3273 | 0 | 0 | 0 | 0 | 0
2024 | 2 | NY | 66101 | FirstEnergy Pennsylvania Electric Co | Preliminary | AC | 0.087 | 0.001 | 0 | 0 | 0.088 | 11 | 1 | 0 | 0 | 12 | 0 | 0 | 0 | 0 | 0 | 0 | 0 | 0 | 0 | 0 | 0 | 0 | 0 | 0 | 0 | 0 | 0 | 0 | 0 | 0 | 0 | 0 | 0 | 0 | 0 | 0 | 0 | 0 | 0 | 0 | 0 | 0 | 0 | 0 | 0 | 0 | 0 | 0 | 0 | 0 | 0 | 0 | 0 | 0 | 0 | 0 | 0.004 | 0 | 0 | 0.004 | 0 | 1 | 0 | 0 | 1 | 0 | 0 | 0 | 0 | 0 | 0 | 0 | 0 | 0 | 0 | 0 | 0 | 0 | 0 | 0 | 0 | 0 | 0 | 0 | 0 | 0.087 | 0.005 | NM | 0 | 0.092 | 11 | 2 | 0 | 0 | 13 | 0 | 0 | 0 | 0 | 0
2024 | 2 | NY | 99999 | Adjustment 2024 | Preliminary |  | 0.307 | 0.013 | 0.024 | . | 0.344 | . | . | . | . | . | . | . | . | . | . | . | . | . | . | . | . | . | . | . | . | . | . | . | . | . | . | . | . | . | . | . | . | . | . | . | . | . | . | . | . | . | . | . | . | . | . | . | . | . | . | . | . | . | . | . | . | . | . | . | . | . | . | . | . | . | . | . | . | . | . | . | . | . | . | . | . | . | . | . | . | 0.307 | 0.013 | 0.024 | . | 0.344 | . | . | . | . | . | . | . | . | . | .
2024 | 2 | OH | 3542 | Duke Energy Ohio Inc | Preliminary | AC | 35.934 | 19.266 | 1.171 | . | 56.371 | 4649 | 231 | 20 | . | 4900 | . | . | . | . | 0 | . | . | . | . | 0 | . | . | . | . | 0 | . | . | . | . | 0 | . | . | . | . | 0 | . | . | . | . | 0 | . | . | . | . | 0 | . | . | . | . | 0 | . | . | . | . | 0 | 0.037 | 0.036 | . | . | 0.073 | 8 | 1 | . | . | 9 | . | . | . | . | 0 | . | . | . | . | 0 | . | . | . | . | 0 | . | . | . | . | 0 | 35.971 | 19.302 | 1.171 | 0 | 56.444 | 4657 | 232 | 20 | 0 | 4909 | 0 | 0 | 0 | 0 | 0
2024 | 2 | OH | 3755 | Cleveland Electric Illum Co | Preliminary | AC | 13.968 | 10.679 | 0.721 | 0 | 25.368 | 1996 | 135 | 7 | 0 | 2138 | 0 | 0 | 0 | 0 | 0 | 0 | 0 | 0 | 0 | 0 | 0 | 0 | 0 | 0 | 0 | 1.512 | 1.011 | 0.109 | 0 | 2.632 | 237 | 3 | 1 | 0 | 241 | 0 | 0 | 0 | 0 | 0 | 0 | 0 | 0 | 0 | 0 | 0 | 0 | 0 | 0 | 0 | 0 | 0 | 0 | 0 | 0 | 0.021 | 3.215 | 1.225 | 0 | 4.461 | 5 | 16 | 2 | 0 | 23 | 0 | 0 | 0 | 0 | 0 | 0 | 0 | 0 | 0 | 0 | 0 | 0 | 0 | 0 | 0 | 0 | 0 | 0 | 0 | 0 | 13.989 | 13.894 | 1.946 | 0 | 29.829 | 2001 | 151 | 9 | 0 | 2161 | 0 | 0 | 0 | 0 | 0
2024 | 2 | OH | 4922 | Dayton Power & Light Co | Preliminary | AC | 2.602 | 7.285 | . | . | 9.887 | 388 | 76 | . | . | 464 | . | . | . | . | 0 | . | . | . | . | 0 | . | . | . | . | 0 | . | . | . | . | 0 | . | . | . | . | 0 | . | . | . | . | 0 | . | . | . | . | 0 | . | . | . | . | 0 | . | . | . | . | 0 | 0.099 | 4.668 | . | . | 4.767 | 20 | 10 | . | . | 30 | . | . | . | . | 0 | . | 0.575 | . | . | 0.575 | . | 1 | . | . | 1 | . | . | . | . | 0 | 2.701 | 12.528 | NM | 0 | 15.229 | 408 | 87 | 0 | 0 | 495 | 0 | 0 | 0 | 0 | 0
2024 | 2 | OH | 13998 | Ohio Edison Co | Preliminary | AC | 25.531 | 27.892 | 0.592 | 0 | 54.015 | 3130 | 158 | 4 | 0 | 3292 | 0 | 0 | 0 | 0 | 0 | 0 | 0 | 0 | 0 | 0 | 0 | 0 | 0 | 0 | 0 | 4.3 | 0.303 | 0 | 0 | 4.603 | 517 | 4 | 0 | 0 | 521 | 0 | 0 | 0 | 0 | 0 | 0 | 0 | 0 | 0 | 0 | 0 | 0 | 0 | 0 | 0 | 0 | 0 | 0 | 0 | 0 | 0.758 | 1.783 | 1.05 | 0 | 3.591 | 73 | 34 | 3 | 0 | 110 | 0 | 0 | 0 | 0 | 0 | 0 | 0.915 | 0 | 0 | 0.915 | 0 | 4 | 0 | 0 | 4 | 0 | 0 | 0 | 0 | 0 | 26.289 | 30.59 | 1.642 | 0 | 58.521 | 3203 | 196 | 7 | 0 | 3406 | 0 | 0 | 0 | 0 | 0
2024 | 2 | OH | 14006 | Ohio Power Co | Preliminary | AC | 62.89 | 62.708 | 5.713 | 0 | 131.311 | 9054 | 486 | 38 | 0 | 9578 | 0 | 0 | 0 | 0 | 0 | 0 | 0 | 0 | 0 | 0 | 2418.642 | 1423.182 | 70.283 | 0 | 3912.107 | 3.221 | 0.29 | 0 | 0 | 3.511 | 714 | 9 | 0 | 0 | 723 | 7.901 | 0.679 | 0 | 0 | 8.58 | 0 | 0 | 0 | 0 | 0 | 0 | 0 | 0 | . | 0 | 0 | 0 | 0 | 0 | 0 | 0.299 | 2.018 | 25.733 | 0 | 28.05 | 56 | 22 | 7 | 0 | 85 | 2.702 | 2.777 | 601 | 0 | 606.479 | 0 | 2.74 | 1 | 0 | 3.74 | 0 | 6 | 1 | 0 | 7 | 0 | 0 | 0 | 0 | 0 | 63.189 | 67.466 | 32.446 | 0 | 163.101 | 9110 | 514 | 46 | 0 | 9670 | 2421.344 | 1425.959 | 671.283 | 0 | 4518.586
2024 | 2 | OH | 18997 | The Toledo Edison Co | Preliminary | AC | 4.247 | 14.448 | 23.806 | 0 | 42.501 | 564 | 81 | 16 | 0 | 661 | 0 | 0 | 0 | 0 | 0 | 0 | 0 | 0 | 0 | 0 | 0 | 0 | 0 | 0 | 0 | 0.383 | 0 | 0 | 0 | 0.383 | 47 | 0 | 0 | 0 | 47 | 0 | 0 | 0 | 0 | 0 | 0 | 0 | 0 | 0 | 0 | 0 | 0 | 0 | 0 | 0 | 0 | 0 | 0 | 0 | 0 | 0.273 | 3.345 | 4.5 | 0 | 8.118 | 41 | 20 | 1 | 0 | 62 | 0 | 0 | 0 | 0 | 0 | 0 | 0.78 | 2.8 | 0 | 3.58 | 0 | 4 | 1 | 0 | 5 | 0 | 0 | 0 | 0 | 0 | 4.52 | 18.573 | 31.106 | 0 | 54.199 | 605 | 105 | 18 | 0 | 728 | 0 | 0 | 0 | 0 | 0
2024 | 2 | OH | 99999 | Adjustment 2024 | Preliminary |  | 36.811 | 6.607 | 0.076 | . | 43.494 | . | . | . | . | . | . | . | . | . | . | . | . | . | . | . | . | . | . | . | . | . | . | . | . | . | . | . | . | . | . | . | . | . | . | . | . | . | . | . | . | . | . | . | . | . | . | . | . | . | . | . | . | . | . | . | . | . | . | . | . | . | . | . | . | . | . | . | . | . | . | . | . | . | . | . | . | . | . | . | . | 36.811 | 6.607 | 0.076 | . | 43.494 | . | . | . | . | . | . | . | . | . | .
2024 | 2 | OK | 817 | Arkansas Valley Elec Coop Corp | Preliminary | AC | 0.359 | . | . | . | 0.359 | 38 | . | . | . | 38 | . | . | . | . | 0 | . | . | . | . | 0 | 15.809 | . | . | . | 15.809 | . | . | . | . | 0 | . | . | . | . | 0 | . | . | . | . | 0 | . | . | . | . | 0 | . | . | . | . | 0 | . | . | . | . | 0 | . | . | . | . | 0 | . | . | . | . | 0 | . | . | . | . | 0 | . | . | . | . | 0 | . | . | . | . | 0 | . | . | . | . | 0 | 0.359 | NM | NM | 0 | 0.359 | 38 | 0 | 0 | 0 | 38 | 15.809 | 0 | 0 | 0 | 15.809
2024 | 2 | OK | 5860 | Empire District Electric Co | Preliminary | AC | 0.19 | 0.032 | . | . | 0.222 | 20 | 3 | . | . | 23 | . | . | . | . | 0 | . | . | . | . | 0 | 0.012 | 0 | . | . | 0.012 | . | . | . | . | 0 | . | . | . | . | 0 | . | . | . | . | 0 | . | . | . | . | 0 | . | . | . | . | 0 | . | . | . | . | 0 | . | . | . | . | 0 | . | . | . | . | 0 | . | . | . | . | 0 | . | . | . | . | 0 | . | . | . | . | 0 | . | . | . | . | 0 | 0.19 | 0.032 | NM | 0 | 0.222 | 20 | 3 | 0 | 0 | 23 | 0.012 | 0 | 0 | 0 | 0.012
2024 | 2 | OK | 13734 | Northeast Oklahoma Electric Co | Preliminary | AC | 1.788 | 0.981 | 0 | 0 | 2.769 | 200 | 15 | 0 | 0 | 215 | . | . | . | . | 0 | . | . | . | . | 0 | 54.277 | 22.454 | 0 | 0 | 76.731 | . | . | . | . | 0 | . | . | . | . | 0 | . | . | . | . | 0 | . | . | . | . | 0 | . | . | . | . | 0 | . | . | . | . | 0 | 0.01 | 0 | 0 | 0 | 0.01 | 1 | 0 | 0 | 0 | 1 | 0 | 0 | 0 | 0 | 0 | . | . | . | . | 0 | . | . | . | . | 0 | . | . | . | . | 0 | 1.798 | 0.981 | NM | 0 | 2.779 | 201 | 15 | 0 | 0 | 216 | 54.277 | 22.454 | 0 | 0 | 76.731
2024 | 2 | OK | 14062 | Oklahoma Electric Coop Inc | Preliminary | AC | 6.52 | 0.26 | . | . | 6.78 | 745 | 8 | . | . | 753 | . | . | . | . | 0 | . | . | . | . | 0 | . | . | . | . | 0 | . | . | . | . | 0 | . | . | . | . | 0 | . | . | . | . | 0 | . | . | . | . | 0 | . | . | . | . | 0 | . | . | . | . | 0 | 0.122 | . | . | . | 0.122 | 14 | . | . | . | 14 | . | . | . | . | 0 | . | . | 0.013 | . | 0.013 | . | . | 3 | . | 3 | . | . | . | . | 0 | 6.642 | 0.26 | 0.013 | 0 | 6.915 | 759 | 8 | 3 | 0 | 770 | 0 | 0 | 0 | 0 | 0
2024 | 2 | OK | 14063 | Oklahoma Gas & Electric Co | Preliminary | AC | 50.867 | 9.596 | 0.488 | 0 | 60.951 | 7172 | 194 | 4 | 0 | 7370 | 10.57 | 14.838 | 0.786 | 0 | 26.194 | 2947 | 1790 | 24 | 0 | 4761 | 0 | 0 | 0 | 0 | 0 | 0 | 0 | 0 | 0 | 0 | 0 | 0 | 0 | 0 | 0 | 0 | 0 | 0 | 0 | 0 | 0 | 0 | 0 | 0 | 0 | 0 | 0 | 0 | 0 | 0 | 0 | 0 | 0 | 0 | 0 | 0.125 | 0.505 | 0 | 0 | 0.63 | 20 | 8 | 0 | 0 | 28 | 0 | 0 | 0 | 0 | 0 | 0 | 0 | 0 | 0 | 0 | 0 | 0 | 0 | 0 | 0 | 0 | 0 | 0 | 0 | 0 | 61.562 | 24.939 | 1.274 | 0 | 87.775 | 10139 | 1992 | 28 | 0 | 12159 | 0 | 0 | 0 | 0 | 0
2024 | 2 | OK | 15474 | Public Service Co of Oklahoma | Preliminary | AC | 22.904 | 1.443 | 0.663 | . | 25.01 | 3378 | 64 | 3 | . | 3445 | . | . | . | . | 0 | . | . | . | . | 0 | 1625 | 56.632 | 0.471 | . | 1682.103 | 1.19 | 0.015 | . | . | 1.205 | 176 | 1 | . | . | 177 | 2.812 | 0.027 | . | . | 2.839 | 0.007 | . | . | . | 0.007 | 1 | . | . | . | 1 | 0.016 | . | . | . | 0.016 | 0.029 | . | . | . | 0.029 | 9 | . | . | . | 9 | 0.593 | . | . | . | 0.593 | 0.01 | . | . | . | 0.01 | 9 | . | . | . | 9 | 1.442 | . | . | . | 1.442 | 22.943 | 1.443 | 0.663 | 0 | 25.049 | 3396 | 64 | 3 | 0 | 3463 | 1627.035 | 56.632 | 0.471 | 0 | 1684.138
2024 | 2 | OK | 19785 | Verdigris Valley Elec Coop Inc | Preliminary | AC | 1.882 | . | . | . | 1.882 | 202 | . | . | . | 202 | . | . | . | . | 0 | . | . | . | . | 0 | . | . | . | . | 0 | . | . | . | . | 0 | . | . | . | . | 0 | . | . | . | . | 0 | . | . | . | . | 0 | . | . | . | . | 0 | . | . | . | . | 0 | . | . | . | . | 0 | . | . | . | . | 0 | . | . | . | . | 0 | . | . | . | . | 0 | . | . | . | . | 0 | . | . | . | . | 0 | 1.882 | NM | NM | 0 | 1.882 | 202 | 0 | 0 | 0 | 202 | 0 | 0 | 0 | 0 | 0
2024 | 2 | OK | 99999 | Adjustment 2024 | Preliminary |  | 18.833 | 1.178 | . | . | 20.011 | . | . | . | . | . | . | . | . | . | . | . | . | . | . | . | . | . | . | . | . | . | . | . | . | . | . | . | . | . | . | . | . | . | . | . | . | . | . | . | . | . | . | . | . | . | . | . | . | . | . | . | . | . | . | . | . | . | . | . | . | . | . | . | . | . | . | . | . | . | . | . | . | . | . | . | . | . | . | . | . | 18.833 | 1.178 | . | . | 20.011 | . | . | . | . | . | . | . | . | . | .
2024 | 2 | OR | 6022 | City of Eugene - (OR) | Preliminary | AC | 7.37 | 2.035 | . | . | 9.405 | 1107 | 100 | . | . | 1207 | . | . | . | . | 0 | . | . | . | . | 0 | . | . | . | . | 0 | . | . | . | . | 0 | . | . | . | . | 0 | . | . | . | . | 0 | . | . | . | . | 0 | . | . | . | . | 0 | . | . | . | . | 0 | . | . | . | . | 0 | . | . | . | . | 0 | . | . | . | . | 0 | . | . | . | . | 0 | . | . | . | . | 0 | . | . | . | . | 0 | 7.37 | 2.035 | NM | 0 | 9.405 | 1107 | 100 | 0 | 0 | 1207 | 0 | 0 | 0 | 0 | 0
2024 | 2 | OR | 9191 | Idaho Power Co | Preliminary | DC | 1.804 | 0.382 | 1.253 | . | 3.439 | 207 | 15 | 20 | . | 242 | . | . | . | . | 0 | . | . | . | . | 0 | . | . | . | . | 0 | . | . | . | . | 0 | . | . | . | . | 0 | . | . | . | . | 0 | . | . | . | . | 0 | . | . | . | . | 0 | . | . | . | . | 0 | . | . | . | . | 0 | . | . | . | . | 0 | . | . | . | . | 0 | . | . | . | . | 0 | . | . | . | . | 0 | . | . | . | . | 0 | 1.804 | 0.382 | 1.253 | 0 | 3.439 | 207 | 15 | 20 | 0 | 242 | 0 | 0 | 0 | 0 | 0
2024 | 2 | OR | 14354 | PacifiCorp | Preliminary | DC | 133.71 | 52.896 | 5 | 0 | 191.606 | 17371 | 1133 | 178 | 0 | 18682 | . | . | . | . | 0 | . | . | . | . | 0 | . | . | . | . | 0 | 5.858 | 0.284 | 0 | 0 | 6.142 | 555 | 11 | 0 | 0 | 566 | 18.202 | 0.492 | 0 | 0 | 18.694 | 0.039 | 0 | 0 | 0 | 0.039 | 4 | 0 | 0 | 0 | 4 | 0.096 | 0 | 0 | 0 | 0.096 | 0.078 | 0.087 | 0 | 0 | 0.165 | 18 | 9 | 0 | 0 | 27 | . | . | . | . | 0 | 0.142 | 2.761 | 0 | 0 | 2.903 | 9 | 16 | 0 | 0 | 25 | . | . | . | . | 0 | 133.93 | 55.744 | 5 | 0 | 194.674 | 17398 | 1158 | 178 | 0 | 18734 | 0 | 0 | 0 | 0 | 0
2024 | 2 | OR | 15248 | Portland General Electric Co | Preliminary | DC | 180.923 | 45.629 | 10.955 | . | 237.507 | 24702 | 959 | 66 | . | 25727 | . | . | . | . | 0 | . | . | . | . | 0 | . | . | . | . | 0 | . | . | . | . | 0 | . | . | . | . | 0 | . | . | . | . | 0 | . | . | . | . | 0 | . | . | . | . | 0 | . | . | . | . | 0 | 0.289 | 0.382 | . | . | 0.671 | 31 | 11 | . | . | 42 | . | . | . | . | 0 | 0.013 | 1.359 | 4.439 | . | 5.811 | 2 | 7 | 5 | . | 14 | . | . | . | . | 0 | 181.225 | 47.37 | 15.394 | 0 | 243.989 | 24735 | 977 | 71 | 0 | 25783 | 0 | 0 | 0 | 0 | 0
2024 | 2 | OR | 18260 | Surprise Valley Electrification | Preliminary | AC | 0.073 | 0.015 | . | . | 0.088 | 6 | 1 | . | . | 7 | . | . | . | . | 0 | . | . | . | . | 0 | . | . | . | . | 0 | . | . | . | . | 0 | . | . | . | . | 0 | . | . | . | . | 0 | . | . | . | . | 0 | . | . | . | . | 0 | . | . | . | . | 0 | . | . | . | . | 0 | . | . | . | . | 0 | . | . | . | . | 0 | . | . | . | . | 0 | . | . | . | . | 0 | . | . | . | . | 0 | 0.073 | 0.015 | NM | 0 | 0.088 | 6 | 1 | 0 | 0 | 7 | 0 | 0 | 0 | 0 | 0
2024 | 2 | OR | 28541 | Clatskanie Peoples Util Dist | Preliminary | AC | 0.118 | . | . | . | 0.118 | 15 | . | . | . | 15 | . | . | . | . | 0 | . | . | . | . | 0 | . | . | . | . | 0 | . | . | . | . | 0 | . | . | . | . | 0 | . | . | . | . | 0 | . | . | . | . | 0 | . | . | . | . | 0 | . | . | . | . | 0 | . | . | . | . | 0 | . | . | . | . | 0 | . | . | . | . | 0 | 0.003 | . | . | . | 0.003 | 1 | . | . | . | 1 | . | . | . | . | 0 | 0.121 | NM | NM | 0 | 0.121 | 16 | 0 | 0 | 0 | 16 | 0 | 0 | 0 | 0 | 0
2024 | 2 | OR | 40437 | Emerald People's Utility Dist | Preliminary | AC | 1.58 | 0.253 | . | . | 1.833 | 226 | 23 | . | . | 249 | 0.17 | . | . | . | 0.17 | 111 | . | . | . | 111 | . | . | . | . | 0 | . | . | . | . | 0 | . | . | . | . | 0 | . | . | . | . | 0 | . | . | . | . | 0 | . | . | . | . | 0 | . | . | . | . | 0 | . | . | . | . | 0 | . | . | . | . | 0 | . | . | . | . | 0 | . | . | . | . | 0 | . | . | . | . | 0 | . | . | . | . | 0 | 1.75 | 0.253 | NM | 0 | 2.003 | 337 | 23 | 0 | 0 | 360 | 0 | 0 | 0 | 0 | 0
2024 | 2 | OR | 99999 | Adjustment 2024 | Preliminary |  | -38.411 | -14.009 | -2.7 | 0 | -55.12 | . | . | . | . | . | . | . | . | . | 0 | . | . | . | . | . | . | . | . | . | . | -1.022 | -0.05 | 0 | 0 | -1.071 | . | . | . | . | . | . | . | . | . | . | -0.007 | 0 | 0 | 0 | -0.007 | . | . | . | . | . | . | . | . | . | . | . | . | . | . | . | . | . | . | . | . | . | . | . | . | . | . | . | . | . | . | . | . | . | . | . | . | . | . | . | . | -38.411 | -14.009 | -2.7 | 0 | -55.12 | . | . | . | . | . | . | . | . | . | .
2024 | 2 | PA | 3597 | Citizens Electric Co - (PA) | Preliminary | AC | 0.82 | 2.53 | 0.841 | . | 4.191 | 63 | 11 | 3 | . | 77 | . | . | . | . | 0 | . | . | . | . | 0 | . | . | . | . | 0 | . | . | . | . | 0 | . | . | . | . | 0 | . | . | . | . | 0 | . | . | . | . | 0 | . | . | . | . | 0 | . | . | . | . | 0 | . | . | . | . | 0 | . | . | . | . | 0 | . | . | . | . | 0 | . | . | . | . | 0 | . | . | . | . | 0 | . | . | . | . | 0 | 0.82 | 2.53 | 0.841 | 0 | 4.191 | 63 | 11 | 3 | 0 | 77 | 0 | 0 | 0 | 0 | 0
2024 | 2 | PA | 5487 | Duquesne Light Co | Preliminary | AC | 53.89 | 21.18 | 1.292 | . | 76.362 | 7759 | 149 | 4 | . | 7912 | 0.169 | 5.579 | . | . | 5.748 | 11 | 16 | . | . | 27 | . | . | . | . | 0 | . | . | . | . | 0 | . | . | . | . | 0 | . | . | . | . | 0 | . | . | . | . | 0 | . | . | . | . | 0 | . | . | . | . | 0 | 0.067 | 0.02 | . | . | 0.087 | 13 | 4 | . | . | 17 | . | . | . | . | 0 | 0.004 | 0.49 | . | . | 0.494 | 1 | 5 | . | . | 6 | . | . | . | . | 0 | 54.13 | 27.269 | 1.292 | 0 | 82.691 | 7784 | 174 | 4 | 0 | 7962 | 0 | 0 | 0 | 0 | 0
2024 | 2 | PA | 14715 | PPL Electric Utilities Corp | Preliminary | AC | 220.627 | 118.079 | 16.908 | . | 355.614 | 24080 | 995 | 60 | . | 25135 | 1.087 | 13.836 | . | . | 14.923 | 47 | 133 | . | . | 180 | . | . | . | . | 0 | . | . | . | . | 0 | . | . | . | . | 0 | . | . | . | . | 0 | . | . | . | . | 0 | . | . | . | . | 0 | . | . | . | . | 0 | 0.313 | 0.129 | . | . | 0.442 | 97 | 20 | . | . | 117 | . | . | . | . | 0 | 0.143 | 35.445 | 2.429 | . | 38.017 | 8 | 38 | 2 | . | 48 | . | . | . | . | 0 | 222.17 | 167.489 | 19.337 | 0 | 408.996 | 24232 | 1186 | 62 | 0 | 25480 | 0 | 0 | 0 | 0 | 0
2024 | 2 | PA | 14940 | PECO Energy Co | Preliminary | AC | 131.15 | 25.63 | 25.22 | . | 182 | 18915 | 378 | 44 | . | 19337 | 1.05 | 1.94 | . | . | 2.99 | 62 | 44 | . | . | 106 | . | . | . | . | 0 | . | . | . | . | 0 | . | . | . | . | 0 | . | . | . | . | 0 | . | . | . | . | 0 | . | . | . | . | 0 | . | . | . | . | 0 | . | . | . | . | 0 | . | . | . | . | 0 | . | . | . | . | 0 | . | . | . | . | 0 | . | . | . | . | 0 | . | . | . | . | 0 | 132.2 | 27.57 | 25.22 | 0 | 184.99 | 18977 | 422 | 44 | 0 | 19443 | 0 | 0 | 0 | 0 | 0
2024 | 2 | PA | 15045 | Pike County Light & Power Co | Preliminary | AC | 0.318 | 0.02 | 0 | 0 | 0.338 | 30 | 1 | 0 | 0 | 31 | . | . | . | . | 0 | . | . | . | . | 0 | . | . | . | . | 0 | . | . | . | . | 0 | . | . | . | . | 0 | . | . | . | . | 0 | . | . | . | . | 0 | . | . | . | . | 0 | . | . | . | . | 0 | . | . | . | . | 0 | . | . | . | . | 0 | . | . | . | . | 0 | . | . | . | . | 0 | . | . | . | . | 0 | . | . | . | . | 0 | 0.318 | 0.02 | NM | 0 | 0.338 | 30 | 1 | 0 | 0 | 31 | 0 | 0 | 0 | 0 | 0
2024 | 2 | PA | 19390 | UGI Utilities, Inc | Preliminary | AC | 1.756 | 0.225 | 0.12 | 0 | 2.101 | 198 | 10 | 2 | 0 | 210 | 0.159 | 0.26 | 0 | 0 | 0.419 | 12 | 3 | 0 | 0 | 15 | 0 | 0 | 0 | 0 | 0 | 0 | 0 | 0 | 0 | 0 | 0 | 0 | 0 | 0 | 0 | 0 | 0 | 0 | 0 | 0 | 0 | 0 | 0 | 0 | 0 | 0 | 0 | 0 | 0 | 0 | 0 | 0 | 0 | 0 | 0 | 0.017 | 0 | 0 | 0 | 0.017 | 5 | 0 | 0 | 0 | 5 | 0 | 0 | 0 | 0 | 0 | 0.02 | 0 | 0 | 0 | 0.02 | 1 | 0 | 0 | 0 | 1 | 0 | 0 | 0 | 0 | 0 | 1.952 | 0.485 | 0.12 | 0 | 2.557 | 216 | 13 | 2 | 0 | 231 | 0 | 0 | 0 | 0 | 0
2024 | 2 | PA | 20334 | Wellsborough Electric Co | Preliminary | AC | 0.092 | 0.125 | 1.125 | 0 | 1.342 | 12 | 5 | 1 | 0 | 18 | 0 | 0 | 0 | 0 | 0 | 0 | 0 | 0 | 0 | 0 | 0 | 0 | 0 | 0 | 0 | 0 | 0 | 0 | 0 | 0 | 0 | 0 | 0 | 0 | 0 | 0 | 0 | 0 | 0 | 0 | 0 | 0 | 0 | 0 | 0 | 0 | 0 | 0 | 0 | 0 | 0 | 0 | 0 | 0 | 0 | 0.015 | 0.002 | 0 | 0 | 0.017 | 3 | 1 | 0 | 0 | 4 | 0 | 0 | 0 | 0 | 0 | 0 | 0 | 0 | 0 | 0 | 0 | 0 | 0 | 0 | 0 | 0 | 0 | 0 | 0 | 0 | 0.107 | 0.127 | 1.125 | 0 | 1.359 | 15 | 6 | 1 | 0 | 22 | 0 | 0 | 0 | 0 | 0
2024 | 2 | PA | 66101 | FirstEnergy Pennsylvania Electric Co | Preliminary | AC | 164.732 | 48.165 | 22.875 | 0 | 235.772 | 18071 | 658 | 53 | 0 | 18782 | 1.839 | 7.98 | 3.709 | 0 | 13.528 | 113 | 69 | 4 | 0 | 186 | 0 | 0 | 0 | 0 | 0 | 9.762 | 0.044 | 0 | 0 | 9.806 | 1182 | 7 | 0 | 0 | 1189 | 0 | 0 | 0 | 0 | 0 | 0.035 | 0 | 0 | 0 | 0.035 | 3 | 0 | 0 | 0 | 3 | 0 | 0 | 0 | 0 | 0 | 0.377 | 0.265 | 0.003 | 0 | 0.645 | 94 | 27 | 1 | 0 | 122 | 0 | 0 | 0 | 0 | 0 | 0.029 | 8.002 | 17.473 | 0 | 25.504 | 7 | 19 | 11 | 0 | 37 | 0 | 0 | 0 | 0 | 0 | 166.977 | 64.412 | 44.06 | 0 | 275.449 | 18285 | 773 | 69 | 0 | 19127 | 0 | 0 | 0 | 0 | 0
2024 | 2 | PA | 99999 | Adjustment 2024 | Preliminary |  | 153.024 | 53.771 | 21.51 | . | 228.305 | . | . | . | . | . | . | . | . | . | . | . | . | . | . | . | . | . | . | . | . | . | . | . | . | . | . | . | . | . | . | . | . | . | . | . | . | . | . | . | . | . | . | . | . | . | . | . | . | . | . | . | . | . | . | . | . | . | . | . | . | . | . | . | . | . | . | . | . | . | . | . | . | . | . | . | . | . | . | . | . | 153.024 | 53.771 | 21.51 | . | 228.305 | . | . | . | . | . | . | . | . | . | .
2024 | 2 | RI | 1857 | Block Island Utility District | Preliminary | AC | 0.44 | 0.03 | . | . | 0.47 | 54 | 5 | . | . | 59 | . | . | . | . | 0 | . | . | . | . | 0 | . | . | . | . | 0 | . | . | . | . | 0 | . | . | . | . | 0 | . | . | . | . | 0 | . | . | . | . | 0 | . | . | . | . | 0 | . | . | . | . | 0 | . | . | . | . | 0 | . | . | . | . | 0 | . | . | . | . | 0 | . | . | . | . | 0 | . | . | . | . | 0 | . | . | . | . | 0 | 0.44 | 0.03 | NM | 0 | 0.47 | 54 | 5 | 0 | 0 | 59 | 0 | 0 | 0 | 0 | 0
2024 | 2 | RI | 13214 | The Narragansett Electric Co | Preliminary | AC | 100.7 | 309.952 | 5.604 | . | 416.256 | 14464 | 518 | 30 | . | 15012 | 0.01 | 9.504 | . | . | 9.514 | 1 | 4 | . | . | 5 | . | . | . | . | 0 | 0.071 | . | . | . | 0.071 | 10 | . | . | . | 10 | 0.087 | . | . | . | 0.087 | . | . | . | . | 0 | . | . | . | . | 0 | . | . | . | . | 0 | 0.093 | 26.875 | . | . | 26.968 | 20 | 24 | . | . | 44 | . | . | . | . | 0 | . | 2.93 | . | . | 2.93 | . | 4 | . | . | 4 | . | . | . | . | 0 | 100.803 | 349.261 | 5.604 | 0 | 455.668 | 14485 | 550 | 30 | 0 | 15065 | 0 | 0 | 0 | 0 | 0
2024 | 2 | RI | 14537 | Pascoag Utility District | Preliminary | AC | 0.032 | . | . | . | 0.032 | 7 | . | . | . | 7 | . | . | . | . | . | . | . | . | . | . | 1.826 | . | . | . | 1.826 | . | . | . | . | . | . | . | . | . | . | . | . | . | . | . | . | . | . | . | . | . | . | . | . | . | . | . | . | . | . | . | . | . | . | . | . | . | . | . | . | . | . | . | . | . | . | . | . | . | . | . | . | . | . | . | . | . | . | . | . | 0.032 | NM | NM | 0 | 0.032 | 7 | 0 | 0 | 0 | 7 | 1.826 | 0 | 0 | 0 | 1.826
2024 | 2 | RI | 99999 | Adjustment 2024 | Preliminary |  | . | . | . | . | . | . | . | . | . | . | . | . | . | . | . | . | . | . | . | . | . | . | . | . | . | . | . | . | . | . | . | . | . | . | . | . | . | . | . | . | . | . | . | . | . | . | . | . | . | . | . | . | . | . | . | . | . | . | . | . | . | . | . | . | . | . | . | . | . | . | . | . | . | . | . | . | . | . | . | . | . | . | . | . | . | . | . | . | . | . | . | . | . | . | . | . | . | . | . | .
2024 | 2 | SC | 1613 | Berkeley Electric Coop Inc | Preliminary | AC | 11.221 | 0.191 | . | . | 11.412 | 1759 | 6 | . | . | 1765 | . | . | . | . | 0 | . | . | . | . | 0 | . | . | . | . | 0 | . | . | . | . | 0 | . | . | . | . | 0 | . | . | . | . | 0 | . | . | . | . | 0 | . | . | . | . | 0 | . | . | . | . | 0 | . | . | . | . | 0 | . | . | . | . | 0 | . | . | . | . | 0 | . | . | . | . | 0 | . | . | . | . | 0 | . | . | . | . | 0 | 11.221 | 0.191 | NM | 0 | 11.412 | 1759 | 6 | 0 | 0 | 1765 | 0 | 0 | 0 | 0 | 0
2024 | 2 | SC | 3046 | Duke Energy Progress - (NC) | Preliminary | AC | 17.925 | 3.368 | 5.269 | . | 26.562 | 2224 | 68 | 11 | . | 2303 | . | . | . | . | 0 | . | . | . | . | 0 | . | . | . | . | 0 | . | . | . | . | 0 | . | . | . | . | 0 | . | . | . | . | 0 | . | . | . | . | 0 | . | . | . | . | 0 | . | . | . | . | 0 | 0 | 0 | 0 | 0 | 0 | 0 | 0 | 0 | 0 | 0 | . | . | . | . | 0 | . | . | . | . | 0 | . | . | . | . | 0 | . | . | . | . | 0 | 17.925 | 3.368 | 5.269 | 0 | 26.562 | 2224 | 68 | 11 | 0 | 2303 | 0 | 0 | 0 | 0 | 0
2024 | 2 | SC | 5416 | Duke Energy Carolinas, LLC | Preliminary | AC | 97.955 | 19.616 | 10.577 | . | 128.148 | 12133 | 361 | 29 | . | 12523 | . | . | . | . | 0 | . | . | . | . | 0 | . | . | . | . | 0 | . | . | . | . | 0 | . | . | . | . | 0 | . | . | . | . | 0 | . | . | . | . | 0 | . | . | . | . | 0 | . | . | . | . | 0 | 0 | 0.001 | 0 | . | 0.001 | 0 | 1 | 0 | . | 1 | . | . | . | . | 0 | . | . | . | . | 0 | . | . | . | . | 0 | . | . | . | . | 0 | 97.955 | 19.617 | 10.577 | 0 | 128.149 | 12133 | 362 | 29 | 0 | 12524 | 0 | 0 | 0 | 0 | 0
2024 | 2 | SC | 14398 | Palmetto Electric Coop Inc | Preliminary | DC | 2.054 | 0.534 | 0 | 0 | 2.588 | 235 | 12 | . | . | 247 | 0.24 | . | . | . | 0.24 | 87 | . | . | . | 87 | 34.8 | . | . | . | 34.8 | 0.434 | . | . | . | 0.434 | 36 | . | . | . | 36 | 0.812 | . | . | . | 0.812 | . | . | . | . | 0 | . | . | . | . | 0 | . | . | . | . | 0 | . | . | . | . | 0 | . | . | . | . | 0 | . | . | . | . | 0 | . | . | . | . | 0 | . | . | . | . | 0 | . | . | . | . | 0 | 2.294 | 0.534 | NM | 0 | 2.828 | 322 | 12 | 0 | 0 | 334 | 34.8 | 0 | 0 | 0 | 34.8
2024 | 2 | SC | 17539 | Dominion Energy South Carolina, Inc | Preliminary | AC | 111.924 | 20.623 | 2.056 | . | 134.603 | 15528 | 240 | 7 | . | 15775 | . | . | . | . | 0 | . | . | . | . | 0 | 5167.652 | 732.706 | 32.62 | . | 5932.978 | 4.348 | 0.032 | . | . | 4.38 | 590 | 4 | . | . | 594 | 10.29 | 0.098 | . | . | 10.388 | . | . | . | . | 0 | . | . | . | . | 0 | . | . | . | . | 0 | . | . | . | . | 0 | . | . | . | . | 0 | . | . | . | . | 0 | . | . | . | . | 0 | . | . | . | . | 0 | . | . | . | . | 0 | 111.924 | 20.623 | 2.056 | 0 | 134.603 | 15528 | 240 | 7 | 0 | 15775 | 5167.652 | 732.706 | 32.62 | 0 | 5932.978
2024 | 2 | SC | 17543 | South Carolina Public Service Authority | Preliminary | AC | 11.855 | . | . | . | 11.855 | 1710 | . | . | . | 1710 | . | . | . | . | 0 | . | . | . | . | 0 | . | . | . | . | 0 | . | . | . | . | 0 | . | . | . | . | 0 | . | . | . | . | 0 | . | . | . | . | 0 | . | . | . | . | 0 | . | . | . | . | 0 | . | . | . | . | 0 | . | . | . | . | 0 | . | . | . | . | 0 | . | . | . | . | 0 | . | . | . | . | 0 | . | . | . | . | 0 | 11.855 | NM | NM | 0 | 11.855 | 1710 | 0 | 0 | 0 | 1710 | 0 | 0 | 0 | 0 | 0
2024 | 2 | SC | 99999 | Adjustment 2024 | Preliminary |  | 45.612 | 4.113 | 0 | 0 | 49.725 | . | . | . | . | . | -0.042 | . | . | . | -0.042 | . | . | . | . | . | . | . | . | . | . | -0.076 | . | . | . | -0.076 | . | . | . | . | . | . | . | . | . | . | . | . | . | . | 0 | . | . | . | . | . | . | . | . | . | . | . | . | . | . | . | . | . | . | . | . | . | . | . | . | . | . | . | . | . | . | . | . | . | . | . | . | . | . | . | . | 45.57 | 4.113 | NM | 0 | 49.683 | . | . | . | . | . | . | . | . | . | .
2024 | 2 | SD | 1769 | Black Hills Electric Coop, Inc | Preliminary | AC | 0.582 | 0.023 | 0 | 0 | 0.605 | 72 | 2 | 0 | 0 | 74 | 0 | 0 | 0 | 0 | 0 | 0 | 0 | 0 | 0 | 0 | 17.332 | 0.08 | 0 | 0 | 17.412 | 0 | 0 | 0 | 0 | 0 | 0 | 0 | 0 | 0 | 0 | 0 | 0 | 0 | 0 | 0 | 0 | 0 | 0 | 0 | 0 | 0 | 0 | 0 | 0 | 0 | 0 | 0 | 0 | 0 | 0 | 0.002 | 0 | 0 | 0 | 0.002 | 1 | 0 | 0 | 0 | 1 | 0.005 | 0 | 0 | 0 | 0.005 | . | . | . | . | 0 | . | . | . | . | 0 | . | . | . | . | 0 | 0.584 | 0.023 | NM | 0 | 0.607 | 73 | 2 | 0 | 0 | 75 | 17.337 | 0.08 | 0 | 0 | 17.417
2024 | 2 | SD | 14232 | Otter Tail Power Co | Preliminary | AC | 0.01 | 0.04 | 0 | 0 | 0.05 | 1 | 2 | 0 | 0 | 3 | 0 | 0 | 0 | 0 | 0 | 0 | 0 | 0 | 0 | 0 | 0.16 | 0.205 | 0 | 0 | 0.365 | 0 | 0 | 0 | 0 | 0 | 0 | 0 | 0 | 0 | 0 | 0 | 0 | 0 | 0 | 0 | 0 | 0 | 0 | 0 | 0 | 0 | 0 | 0 | 0 | 0 | 0 | 0 | 0 | 0 | 0 | 0.023 | 0.092 | 0 | 0 | 0.115 | 2 | 2 | 0 | 0 | 4 | 0 | 0.08 | 0 | 0 | 0.08 | 0 | 0 | 0 | 0 | 0 | 0 | 0 | 0 | 0 | 0 | 0 | 0 | 0 | 0 | 0 | 0.033 | 0.132 | NM | 0 | 0.165 | 3 | 4 | 0 | 0 | 7 | 0.16 | 0.285 | 0 | 0 | 0.445
2024 | 2 | SD | 17267 | Sioux Valley SW Elec Coop | Preliminary | DC | 0.266 | 0.078 | . | . | 0.344 | 25 | 6 | . | . | 31 | . | . | . | . | 0 | . | . | . | . | 0 | 3.549 | 0.14 | . | . | 3.689 | . | . | . | . | 0 | . | . | . | . | 0 | . | . | . | . | 0 | . | . | . | . | 0 | . | . | . | . | 0 | . | . | . | . | 0 | 0.023 | 0 | . | . | 0.023 | 4 | 0 | . | . | 4 | 0.091 | 0 | . | . | 0.091 | . | . | . | . | 0 | . | . | . | . | 0 | . | . | . | . | 0 | 0.289 | 0.078 | NM | 0 | 0.367 | 29 | 6 | 0 | 0 | 35 | 3.64 | 0.14 | 0 | 0 | 3.78
2024 | 2 | SD | 19293 | Southeastern Electric Coop Inc - (SD) | Preliminary | AC | 0.115 | 0.034 | . | . | 0.149 | 14 | 4 | . | . | 18 | . | . | . | . | 0 | . | . | . | . | 0 | 5.523 | 0.299 | . | . | 5.822 | . | . | . | . | 0 | . | . | . | . | 0 | . | . | . | . | 0 | . | . | . | . | 0 | . | . | . | . | 0 | . | . | . | . | 0 | . | . | . | . | 0 | . | . | . | . | 0 | . | . | . | . | 0 | . | . | . | . | 0 | . | . | . | . | 0 | . | . | . | . | 0 | 0.115 | 0.034 | NM | 0 | 0.149 | 14 | 4 | 0 | 0 | 18 | 5.523 | 0.299 | 0 | 0 | 5.822
2024 | 2 | SD | 19545 | Black Hills Power, Inc. | Preliminary | DC | 1.253 | 0.702 | 0 | 0 | 1.955 | 202 | 19 | 0 | 0 | 221 | . | . | . | . | 0 | . | . | . | . | 0 | . | . | . | . | 0 | . | . | . | . | 0 | . | . | . | . | 0 | . | . | . | . | 0 | . | . | . | . | 0 | . | . | . | . | 0 | . | . | . | . | 0 | 0.011 | 0.012 | . | . | 0.023 | 4 | 4 | . | . | 8 | . | . | . | . | 0 | . | . | . | . | 0 | . | . | . | . | 0 | . | . | . | . | 0 | 1.264 | 0.714 | NM | 0 | 1.978 | 206 | 23 | 0 | 0 | 229 | 0 | 0 | 0 | 0 | 0
2024 | 2 | SD | 20401 | West River Electric Assn Inc | Preliminary | DC | 0.638 | 0.15 | . | . | 0.788 | 78 | 1 | . | . | 79 | . | . | . | . | 0 | . | . | . | . | 0 | 16.806 | 0 | . | . | 16.806 | . | . | . | . | 0 | . | . | . | . | 0 | . | . | . | . | 0 | . | . | . | . | 0 | . | . | . | . | 0 | . | . | . | . | 0 | 0.022 | 0.01 | . | . | 0.032 | 7 | 1 | . | . | 8 | 0.116 | 0.045 | . | . | 0.161 | . | . | . | . | 0 | . | . | . | . | 0 | . | . | . | . | 0 | 0.66 | 0.16 | NM | 0 | 0.82 | 85 | 2 | 0 | 0 | 87 | 16.922 | 0.045 | 0 | 0 | 16.967
2024 | 2 | SD | 99999 | Adjustment 2024 | Preliminary |  | -0.376 | -0.162 | 0 | 0 | -0.538 | . | . | . | . | . | . | . | . | . | 0 | . | . | . | . | . | . | . | . | . | . | . | . | . | . | 0 | . | . | . | . | . | . | . | . | . | . | . | . | . | . | 0 | . | . | . | . | . | . | . | . | . | . | . | . | . | . | . | . | . | . | . | . | . | . | . | . | . | . | . | . | . | . | . | . | . | . | . | . | . | . | . | . | -0.376 | -0.162 | NM | 0 | -0.538 | . | . | . | . | . | . | . | . | . | .
2024 | 2 | TN | 10331 | Kingsport Power Co | Preliminary | AC | 0.544 | 0.425 | 0 | 0 | 0.969 | 80 | 12 | 0 | 0 | 92 | 0 | 0 | 0 | 0 | 0 | 0 | 0 | 0 | 0 | 0 | 18.631 | 28.658 | 0 | 0 | 47.289 | 0.196 | 0 | 0 | 0 | 0.196 | 32 | 0 | 0 | 0 | 32 | 0.395 | 0 | 0 | 0 | 0.395 | 0 | 0 | 0 | . | 0 | 0 | 0 | 0 | 0 | 0 | 0 | 0 | 0 | 0 | 0 | 0 | 0 | 0 | 0 | 0 | 0 | 0 | 0 | 0 | 0 | 0 | 0 | 0 | 0 | 0 | 0 | 0 | 0 | 0 | 0 | 0 | 0 | 0 | 0 | 0 | 0 | 0 | 0 | 0 | 0 | 0.544 | 0.425 | NM | 0 | 0.969 | 80 | 12 | 0 | 0 | 92 | 18.631 | 28.658 | 0 | 0 | 47.289
2024 | 2 | TN | 99999 | Adjustment 2024 | Preliminary |  | . | . | NM | . | . | . | . | . | . | . | . | . | . | . | . | . | . | . | . | . | . | . | . | . | . | . | . | . | . | . | . | . | . | . | . | . | . | . | . | . | . | . | . | . | . | . | . | . | . | . | . | . | . | . | . | . | . | . | . | . | . | . | . | . | . | . | . | . | . | . | . | . | . | . | . | . | . | . | . | . | . | . | . | . | . | . | . | NM | . | . | . | . | . | . | . | . | . | . | . | .
2024 | 2 | TX | 5701 | El Paso Electric Co | Preliminary | AC | 125.054 | 5.685 | . | . | 130.739 | 23983 | 162 | . | . | 24145 | 0.015 | . | . | . | 0.015 | 7 | . | . | . | 7 | 2595.646 | 113.888 | . | . | 2709.534 | 1.399 | 0.008 | . | . | 1.407 | 173 | 1 | . | . | 174 | . | . | . | . | 0 | . | . | . | . | 0 | . | . | . | . | 0 | . | . | . | . | 0 | 0.008 | 0.048 | . | . | 0.056 | 2 | 4 | . | . | 6 | . | . | . | . | 0 | . | . | . | . | 0 | . | . | . | . | 0 | . | . | . | . | 0 | 125.077 | 5.733 | NM | 0 | 130.81 | 23992 | 166 | 0 | 0 | 24158 | 2595.646 | 113.888 | 0 | 0 | 2709.534
2024 | 2 | TX | 16604 | City of San Antonio - (TX) | Preliminary | AC | 371.438 | 118.861 | 0 | 0 | 490.299 | 43681 | 867 | 0 | 0 | 44548 | . | . | . | . | 0 | . | . | . | . | 0 | . | . | . | . | 0 | . | . | . | . | 0 | . | . | . | . | 0 | . | . | . | . | 0 | . | . | . | . | 0 | . | . | . | . | 0 | . | . | . | . | 0 | . | . | . | . | 0 | . | . | . | . | 0 | . | . | . | . | 0 | . | . | . | . | 0 | . | . | . | . | 0 | . | . | . | . | 0 | 371.438 | 118.861 | NM | 0 | 490.299 | 43681 | 867 | 0 | 0 | 44548 | 0 | 0 | 0 | 0 | 0
2024 | 2 | TX | 55937 | Entergy Texas Inc. | Preliminary | DC | 47.449 | 1.037 | 0.236 | . | 48.722 | 4851 | 40 | 11 | . | 4902 | . | . | . | . | 0 | . | . | . | . | 0 | . | . | . | . | 0 | . | . | . | . | 0 | . | . | . | . | 0 | . | . | . | . | 0 | . | . | . | . | 0 | . | . | . | . | 0 | . | . | . | . | 0 | 0.006 | . | . | . | 0.006 | 3 | . | . | . | 3 | . | . | . | . | 0 | . | . | . | . | 0 | . | . | . | . | 0 | . | . | . | . | 0 | 47.455 | 1.037 | 0.236 | 0 | 48.728 | 4854 | 40 | 11 | 0 | 4905 | 0 | 0 | 0 | 0 | 0
2024 | 2 | TX | 65610 | Ammper Power LLC | Preliminary | AC | 0 | 0.2 | 0 | 0 | 0.2 | 0 | 2 | 0 | 0 | 2 | 0 | 0 | 0 | 0 | . | 0 | 0 | 0 | 0 | . | 0 | 12.528 | 0 | 0 | 12.528 | 0 | 0 | 0 | 0 | . | 0 | 0 | 0 | 0 | . | 0 | 0 | 0 | 0 | . | 0 | 0 | 0 | 0 | . | 0 | 0 | 0 | 0 | . | 0 | 0 | 0 | 0 | . | 0 | 0 | 0 | 0 | . | 0 | 0 | 0 | 0 | . | 0 | 0 | 0 | 0 | . | 0 | 0.4 | 0 | 0 | 0.4 | 0 | 1 | 0 | 0 | 1 | 0 | 0.58 | 0 | 0 | 0.58 | NM | 0.6 | NM | 0 | 0.6 | 0 | 3 | 0 | 0 | 3 | 0 | 13.108 | 0 | 0 | 13.108
2024 | 2 | TX | 99999 | Adjustment 2024 | Preliminary |  | 451.331 | 48.903 | NM | . | 502.469 | . | . | . | . | . | . | . | . | . | 0 | . | . | . | . | . | . | . | . | . | . | . | . | . | . | 0 | . | . | . | . | . | . | . | . | . | . | . | . | . | . | 0 | . | . | . | . | . | . | . | . | . | . | . | . | . | . | . | . | . | . | . | . | . | . | . | . | . | . | . | . | . | . | . | . | . | . | . | . | . | . | . | . | 451.331 | 48.903 | NM | . | 502.469 | . | . | . | . | . | . | . | . | . | .
2024 | 2 | UT | 2010 | City of Bountiful | Preliminary | DC | 1.817 | 0.086 | . | . | 1.903 | 261 | 6 | . | . | 267 | . | . | . | . | 0 | . | . | . | . | 0 | . | . | . | . | 0 | . | . | . | . | 0 | . | . | . | . | 0 | . | . | . | . | 0 | . | . | . | . | 0 | . | . | . | . | 0 | . | . | . | . | 0 | . | . | . | . | 0 | . | . | . | . | 0 | . | . | . | . | 0 | . | . | . | . | 0 | . | . | . | . | 0 | . | . | . | . | 0 | 1.817 | 0.086 | NM | 0 | 1.903 | 261 | 6 | 0 | 0 | 267 | 0 | 0 | 0 | 0 | 0
2024 | 2 | UT | 11135 | City of Logan - (UT) | Preliminary | DC | 3.572 | 1.401 | 0 | 0 | 4.973 | 459 | 36 | 0 | 0 | 495 | . | . | . | . | . | . | . | . | . | . | . | . | . | . | . | . | . | . | . | . | . | . | . | . | . | . | . | . | . | . | . | . | . | . | . | . | . | . | . | . | . | . | . | . | . | . | . | . | . | . | . | . | . | . | . | . | . | . | . | . | . | . | . | . | . | . | . | . | . | . | . | . | . | . | . | 3.572 | 1.401 | NM | 0 | 4.973 | 459 | 36 | 0 | 0 | 495 | 0 | 0 | 0 | 0 | 0
2024 | 2 | UT | 12866 | Moon Lake Electric Assn Inc | Preliminary | AC | 0.639 | 0.046 | 0 | 0 | 0.685 | 80 | 4 | 0 | 0 | 84 | 0 | 0 | 0 | 0 | 0 | 0 | 0 | 0 | 0 | 0 | 0 | 0 | 0 | 0 | 0 | . | . | . | . | 0 | . | . | . | . | 0 | . | . | . | . | 0 | . | . | . | . | 0 | . | . | . | . | 0 | . | . | . | . | 0 | . | . | . | . | 0 | . | . | . | . | 0 | . | . | . | . | 0 | . | . | . | . | 0 | . | . | . | . | 0 | . | . | . | . | 0 | 0.639 | 0.046 | NM | 0 | 0.685 | 80 | 4 | 0 | 0 | 84 | 0 | 0 | 0 | 0 | 0
2024 | 2 | UT | 14354 | PacifiCorp | Preliminary | DC | 482.87 | 90.68 | 10.376 | 0 | 583.926 | 68229 | 1408 | 100 | 0 | 69737 | . | . | . | . | 0 | . | . | . | . | 0 | . | . | . | . | 0 | 51.948 | 1.516 | 0 | 0 | 53.464 | 6194 | 33 | 0 | 0 | 6227 | 132.501 | 3.522 | 0 | 0 | 136.023 | 0.054 | 0 | 0 | 0 | 0.054 | 5 | 0 | 0 | 0 | 5 | 0.123 | 0 | 0 | 0 | 0.123 | 0.15 | 0.031 | 0 | 0 | 0.181 | 45 | 9 | 0 | 0 | 54 | . | . | . | . | 0 | 0.117 | 0.363 | 0.011 | 0 | 0.491 | 19 | 11 | 2 | 0 | 32 | . | . | . | . | 0 | 483.137 | 91.074 | 10.387 | 0 | 584.598 | 68293 | 1428 | 102 | 0 | 69823 | 0 | 0 | 0 | 0 | 0
2024 | 2 | UT | 15444 | Provo City Corp | Preliminary | AC | 8.08 | 0.477 | . | . | 8.557 | 1176 | 20 | . | . | 1196 | . | . | . | . | 0 | . | . | . | . | 0 | 200.146 | 2.817 | . | . | 202.963 | . | . | . | . | 0 | . | . | . | . | 0 | . | . | . | . | 0 | . | . | . | . | 0 | . | . | . | . | 0 | . | . | . | . | 0 | . | . | . | . | 0 | . | . | . | . | 0 | . | . | . | . | 0 | . | . | . | . | 0 | . | . | . | . | 0 | . | . | . | . | 0 | 8.08 | 0.477 | NM | 0 | 8.557 | 1176 | 20 | 0 | 0 | 1196 | 200.146 | 2.817 | 0 | 0 | 202.963
2024 | 2 | UT | 17845 | City of Springville - (UT) | Preliminary | AC | 1.877 | 0.587 | . | . | 2.464 | 281 | 3 | . | . | 284 | . | . | . | . | . | . | . | . | . | . | . | . | . | . | . | . | . | . | . | . | . | . | . | . | . | . | . | . | . | . | . | . | . | . | . | . | . | . | . | . | . | . | . | . | . | 0.003 | . | . | . | 0.003 | 1 | . | . | . | 1 | . | . | . | . | . | . | . | . | . | . | . | . | . | . | . | . | . | . | . | . | 1.88 | 0.587 | NM | 0 | 2.467 | 282 | 3 | 0 | 0 | 285 | 0 | 0 | 0 | 0 | 0
2024 | 2 | UT | 17874 | City of St George | Preliminary | DC | 6.27 | 1.523 | 0 | 0 | 7.793 | 745 | 32 | 0 | 0 | 777 | . | . | . | . | 0 | . | . | . | . | 0 | . | . | . | . | 0 | . | . | . | . | 0 | . | . | . | . | 0 | . | . | . | . | 0 | . | . | . | . | 0 | . | . | . | . | 0 | . | . | . | . | 0 | . | . | . | . | 0 | . | . | . | . | 0 | . | . | . | . | 0 | . | . | . | . | 0 | . | . | . | . | 0 | . | . | . | . | 0 | 6.27 | 1.523 | NM | 0 | 7.793 | 745 | 32 | 0 | 0 | 777 | 0 | 0 | 0 | 0 | 0
2024 | 2 | UT | 18206 | Strawberry Electric Serv Dist | Preliminary | AC | 1.442 | 0.03 | . | . | 1.472 | 207 | 3 | . | . | 210 | . | . | . | . | 0 | . | . | . | . | 0 | 41.334 | 0.963 | . | . | 42.297 | . | . | . | . | 0 | . | . | . | . | 0 | . | . | . | . | 0 | . | . | . | . | 0 | . | . | . | . | 0 | . | . | . | . | 0 | 0.026 | . | . | . | 0.026 | 10 | . | . | . | 10 | 0 | . | . | . | 0 | . | . | . | . | 0 | . | . | . | . | 0 | . | . | . | . | 0 | 1.468 | 0.03 | NM | 0 | 1.498 | 217 | 3 | 0 | 0 | 220 | 41.334 | 0.963 | 0 | 0 | 42.297
2024 | 2 | UT | 99999 | Adjustment 2024 | Preliminary |  | -65.623 | -12.26 | -1.81 | 0 | -79.692 | . | . | . | . | . | . | . | . | . | 0 | . | . | . | . | . | . | . | . | . | . | -9.06 | -0.264 | 0 | 0 | -9.324 | . | . | . | . | . | . | . | . | . | . | -0.009 | 0 | 0 | 0 | -0.009 | . | . | . | . | . | . | . | . | . | . | . | . | . | . | . | . | . | . | . | . | . | . | . | . | . | . | . | . | . | . | . | . | . | . | . | . | . | . | . | . | -65.623 | -12.26 | -1.81 | 0 | -79.692 | . | . | . | . | . | . | . | . | . | .
2024 | 2 | VA | 84 | A & N Electric Coop | Preliminary | AC | 1.197 | 0.439 | 0 | 0 | 1.636 | 157 | 25 | 0 | 0 | 182 | 0 | 0 | 0 | 0 | 0 | 0 | 0 | 0 | 0 | 0 | 0 | 0 | 0 | 0 | 0 | 0 | 0 | 0 | 0 | 0 | 0 | 0 | 0 | 0 | 0 | 0 | 0 | 0 | 0 | 0 | 0 | 0 | 0 | 0 | 0 | 0 | 0 | 0 | 0 | 0 | 0 | 0 | 0 | 0 | 0 | 0.012 | 0.002 | 0 | 0 | 0.014 | 5 | 1 | 0 | 0 | 6 | 0 | 0 | 0 | 0 | 0 | 0 | 0 | 0 | 0 | 0 | 0 | 0 | 0 | 0 | 0 | 0 | 0 | 0 | 0 | 0 | 1.209 | 0.441 | NM | 0 | 1.65 | 162 | 26 | 0 | 0 | 188 | 0 | 0 | 0 | 0 | 0
2024 | 2 | VA | 733 | Appalachian Power Co | Preliminary | AC | 29.351 | 5.853 | 0.19 | 0 | 35.394 | 4014 | 160 | 6 | 0 | 4180 | 0 | 0.945 | 0 | 0 | 0.945 | 0 | 3 | 0 | 0 | 3 | 1303.938 | 282.261 | 3.565 | 0 | 1589.764 | 2.963 | 0.09 | 0 | 0 | 3.053 | 625 | 10 | 0 | 0 | 635 | 6.376 | 0.235 | 0 | 0 | 6.611 | 0 | 0.003 | 0 | 0 | 0.003 | 0 | 1 | 0 | 0 | 1 | 0 | 0.003 | 0 | 0 | 0.003 | 0.06 | 0.035 | 0 | 0 | 0.095 | 15 | 4 | 0 | 0 | 19 | 0.744 | 0.16 | 0 | 0 | 0.904 | 0 | 0.001 | 0 | 0 | 0.001 | 0 | 1 | 0 | 0 | 1 | 0 | 0 | 0 | 0 | 0 | 29.411 | 6.834 | 0.19 | 0 | 36.435 | 4029 | 168 | 6 | 0 | 4203 | 1304.682 | 282.421 | 3.565 | 0 | 1590.668
2024 | 2 | VA | 10171 | Kentucky Utilities Co | Preliminary | DC | 0.511 | 7.138 | . | . | 7.649 | 58 | 18 | . | . | 76 | . | . | . | . | 0 | . | . | . | . | 0 | 16.44 | 258.491 | . | . | 274.931 | 0.114 | . | . | . | 0.114 | 22 | . | . | . | 22 | 0 | . | . | . | 0 | . | . | . | . | 0 | . | . | . | . | 0 | . | . | . | . | 0 | . | . | . | . | 0 | . | . | . | . | 0 | . | . | . | . | 0 | . | . | . | . | 0 | . | . | . | . | 0 | . | . | . | . | 0 | 0.511 | 7.138 | NM | 0 | 7.649 | 58 | 18 | 0 | 0 | 76 | 16.44 | 258.491 | 0 | 0 | 274.931
2024 | 2 | VA | 17066 | Shenandoah Valley Elec Coop | Preliminary | AC | 9.172 | 4.949 | 3.756 | 0 | 17.877 | 1147 | 71 | 23 | 0 | 1241 | . | . | . | . | 0 | . | . | . | . | 0 | . | . | . | . | 0 | . | . | . | . | 0 | . | . | . | . | 0 | . | . | . | . | 0 | . | . | . | . | 0 | . | . | . | . | 0 | . | . | . | . | 0 | 0.034 | . | . | . | 0.034 | 8 | . | . | . | 8 | . | . | . | . | 0 | . | . | . | . | 0 | . | . | . | . | 0 | . | . | . | . | 0 | 9.206 | 4.949 | 3.756 | 0 | 17.911 | 1155 | 71 | 23 | 0 | 1249 | 0 | 0 | 0 | 0 | 0
2024 | 2 | VA | 19876 | Virginia Electric & Power Co | Preliminary | AC | 332.153 | 152.092 | 0.121 | . | 484.366 | 44993 | 1062 | 8 | . | 46063 | . | . | . | . | 0 | . | . | . | . | 0 | . | . | . | . | 0 | . | . | . | . | 0 | . | . | . | . | 0 | . | . | . | . | 0 | . | . | . | . | 0 | . | . | . | . | 0 | . | . | . | . | 0 | 0.078 | 0.112 | . | . | 0.19 | 29 | 10 | . | . | 39 | . | . | . | . | 0 | . | . | . | . | 0 | . | . | . | . | 0 | . | . | . | . | 0 | 332.231 | 152.204 | 0.121 | 0 | 484.556 | 45022 | 1072 | 8 | 0 | 46102 | 0 | 0 | 0 | 0 | 0
2024 | 2 | VA | 19882 | Virginia Tech Electric Service | Preliminary | AC | 0.446 | 0.145 | 0 | 0 | 0.591 | 81 | 5 | 0 | 0 | 86 | 0 | 0 | 0 | 0 | 0 | 0 | 0 | 0 | 0 | 0 | 0 | 0 | 0 | 0 | 0 | 0 | 0 | 0 | 0 | 0 | 0 | 0 | 0 | 0 | 0 | 0 | 0 | 0 | 0 | 0 | 0 | 0 | 0 | 0 | 0 | 0 | 0 | 0 | 0 | 0 | 0 | 0 | 0 | 0 | 0 | 0 | 0 | 0 | 0 | 0 | 0 | 0 | 0 | 0 | 0 | 0 | 0 | 0 | 0 | 0 | 0 | 0 | 0 | 0 | 0 | 0 | 0 | 0 | 0 | 0 | 0 | 0 | 0 | 0 | 0 | 0.446 | 0.145 | NM | 0 | 0.591 | 81 | 5 | 0 | 0 | 86 | 0 | 0 | 0 | 0 | 0
2024 | 2 | VA | 40228 | Rappahannock Electric Coop | Preliminary | AC | 23.269 | 6.14 | . | . | 29.409 | 2985 | 90 | . | . | 3075 | . | . | . | . | 0 | . | . | . | . | 0 | . | . | . | . | 0 | . | . | . | . | 0 | . | . | . | . | 0 | . | . | . | . | 0 | . | . | . | . | 0 | . | . | . | . | 0 | . | . | . | . | 0 | 0.022 | . | . | . | 0.022 | 6 | . | . | . | 6 | . | . | . | . | 0 | . | 0.839 | . | . | 0.839 | . | 1 | . | . | 1 | . | . | . | . | 0 | 23.291 | 6.979 | NM | 0 | 30.27 | 2991 | 91 | 0 | 0 | 3082 | 0 | 0 | 0 | 0 | 0
2024 | 2 | VA | 99999 | Adjustment 2024 | Preliminary |  | 46.18 | 7.388 | 0.01 | . | 53.578 | . | . | . | . | . | . | . | . | . | 0 | . | . | . | . | . | . | . | . | . | . | -0.02 | . | . | . | -0.02 | . | . | . | . | . | . | . | . | . | . | . | . | . | . | 0 | . | . | . | . | . | . | . | . | . | . | . | . | . | . | . | . | . | . | . | . | . | . | . | . | . | . | . | . | . | . | . | . | . | . | . | . | . | . | . | . | 46.18 | 7.388 | 0.01 | . | 53.578 | . | . | . | . | . | . | . | . | . | .
2024 | 2 | VT | 2548 | City of Burlington Electric - (VT) | Preliminary | AC | 1.729 | 0.426 | 0.038 | . | 2.193 | 318 | 23 | 1 | . | 342 | 0.175 | 3.566 | 0 | . | 3.741 | 68 | 87 | 0 | . | 155 | 17.409 | 125.92 | 0 | . | 143.329 | . | . | . | . | 0 | . | . | . | . | 0 | . | . | . | . | 0 | . | . | . | . | 0 | . | . | . | . | 0 | . | . | . | . | 0 | . | 0.01 | . | . | 0.01 | . | 1 | . | . | 1 | . | . | . | . | 0 | . | . | . | . | 0 | . | . | . | . | 0 | . | . | . | . | 0 | 1.904 | 4.002 | 0.038 | 0 | 5.944 | 386 | 111 | 1 | 0 | 498 | 17.409 | 125.92 | 0 | 0 | 143.329
2024 | 2 | VT | 7601 | Green Mountain Power Corp | Preliminary | AC | 75.06 | 54.104 | 0.197 | 0 | 129.361 | 6217 | 548 | 4 | 0 | 6769 | . | . | . | . | 0 | . | . | . | . | 0 | . | . | . | . | 0 | . | . | . | . | 0 | . | . | . | . | 0 | . | . | . | . | 0 | . | . | . | . | 0 | . | . | . | . | 0 | . | . | . | . | 0 | 0.192 | . | . | . | 0.192 | 14 | . | . | . | 14 | . | . | . | . | 0 | 0.916 | 0.22 | . | . | 1.136 | 55 | 2 | . | . | 57 | . | . | . | . | 0 | 76.168 | 54.324 | 0.197 | 0 | 130.689 | 6286 | 550 | 4 | 0 | 6840 | 0 | 0 | 0 | 0 | 0
2024 | 2 | VT | 19791 | Vermont Electric Cooperative, Inc | Preliminary | AC | 19.723 | 1.634 | 0 | 0 | 21.357 | 2437 | 28 | 0 | 0 | 2465 | 1.666 | 7.256 | 0 | 0 | 8.922 | 108 | 51 | 0 | 0 | 159 | . | . | . | . | . | . | . | . | . | . | . | . | . | . | . | . | . | . | . | . | . | . | . | . | . | . | . | . | . | . | . | . | . | . | . | 0.159 | 0.078 | 0 | 0 | 0.237 | 28 | 5 | 0 | 0 | 33 | . | . | . | . | . | 0.009 | 0.282 | 0 | 0 | 0.291 | 1 | 2 | 0 | 0 | 3 | . | . | . | . | . | 21.557 | 9.25 | NM | 0 | 30.807 | 2574 | 86 | 0 | 0 | 2660 | 0 | 0 | 0 | 0 | 0
2024 | 2 | VT | 99999 | Adjustment 2024 | Preliminary |  | 14.432 | 4.128 | 1.152 | . | 19.712 | . | . | . | . | . | . | . | . | . | . | . | . | . | . | . | . | . | . | . | . | . | . | . | . | . | . | . | . | . | . | . | . | . | . | . | . | . | . | . | . | . | . | . | . | . | . | . | . | . | . | . | . | . | . | . | . | . | . | . | . | . | . | . | . | . | . | . | . | . | . | . | . | . | . | . | . | . | . | . | . | 14.432 | 4.128 | 1.152 | . | 19.712 | . | . | . | . | . | . | . | . | . | .
2024 | 2 | WA | 3660 | PUD No 1 of Clark County - (WA) | Preliminary | AC | 20.358 | 0.914 | . | . | 21.272 | 2807 | 37 | . | . | 2844 | 0.406 | 0.053 | . | . | 0.459 | 696 | 5 | . | . | 701 | 287.64 | 15.15 | . | . | 302.79 | 1.29 | 0.007 | . | . | 1.297 | 146 | 1 | . | . | 147 | 3.172 | 0.02 | . | . | 3.192 | 0.03 | . | . | . | 0.03 | 3 | . | . | . | 3 | 0.081 | . | . | . | 0.081 | 0.066 | 0.002 | . | . | 0.068 | 4 | 1 | . | . | 5 | 0.26 | 0 | . | . | 0.26 | 0.016 | . | . | . | 0.016 | 1 | . | . | . | 1 | 3.31 | . | . | . | 3.31 | 20.846 | 0.969 | NM | 0 | 21.815 | 3508 | 43 | 0 | 0 | 3551 | 291.21 | 15.15 | 0 | 0 | 306.36
2024 | 2 | WA | 4442 | PUD No 1 of Cowlitz County | Preliminary | AC | 4.654 | 0.012 | . | . | 4.666 | 507 | 1 | . | . | 508 | 0.059 | . | . | . | 0.059 | 78 | . | . | . | 78 | . | . | . | . | 0 | 0.137 | . | . | . | 0.137 | 11 | . | . | . | 11 | 0.176 | . | . | . | 0.176 | . | . | . | . | 0 | . | . | . | . | 0 | . | . | . | . | 0 | 0.007 | . | . | . | 0.007 | 3 | . | . | . | 3 | . | . | . | . | 0 | 0.004 | . | . | . | 0.004 | 1 | . | . | . | 1 | . | . | . | . | 0 | 4.724 | 0.012 | NM | 0 | 4.736 | 589 | 1 | 0 | 0 | 590 | 0 | 0 | 0 | 0 | 0
2024 | 2 | WA | 14354 | PacifiCorp | Preliminary | DC | 29.323 | 8.643 | 1.006 | 0 | 38.972 | 2651 | 227 | 21 | 0 | 2899 | . | . | . | . | 0 | . | . | . | . | 0 | . | . | . | . | 0 | 0.523 | 0.008 | 0 | 0 | 0.531 | 50 | 1 | 0 | 0 | 51 | 0.764 | 0.019 | 0 | 0 | 0.783 | . | . | . | . | 0 | . | . | . | . | 0 | . | . | . | . | 0 | 0.03 | 0 | 0 | 0 | 0.03 | 4 | 0 | 0 | 0 | 4 | . | . | . | . | 0 | . | . | . | . | 0 | . | . | . | . | 0 | . | . | . | . | 0 | 29.353 | 8.643 | 1.006 | 0 | 39.002 | 2655 | 227 | 21 | 0 | 2903 | 0 | 0 | 0 | 0 | 0
2024 | 2 | WA | 15500 | Puget Sound Energy Inc | Preliminary | AC | 152.725 | 24.229 | 0.304 | 0 | 177.258 | 20736 | 1298 | 7 | 0 | 22041 | 0 | 0 | 0 | 0 | 0 | 0 | 0 | 0 | 0 | 0 | 0 | 0 | 0 | 0 | 0 | 9.152 | 0.254 | 0 | 0 | 9.406 | 1393 | 52 | 0 | 0 | 1445 | 18.507 | 0.437 | 0 | 0 | 18.944 | 0 | 0 | 0 | 0 | 0 | 0 | 0 | 0 | 0 | 0 | 0 | 0 | 0 | 0 | 0 | 0.058 | 0.016 | 0 | 0 | 0.074 | 20 | 7 | 0 | 0 | 27 | 0 | 0 | 0 | 0 | 0 | 0.116 | 0.223 | 0.014 | 0 | 0.353 | 15 | 7 | 1 | 0 | 23 | 0 | 0 | 0 | 0 | 0 | 152.899 | 24.468 | 0.318 | 0 | 177.685 | 20771 | 1312 | 8 | 0 | 22091 | 0 | 0 | 0 | 0 | 0
2024 | 2 | WA | 16868 | City of Seattle - (WA) | Preliminary | DC | 50.942 | 8.629 | . | . | 59.571 | 6970 | 431 | . | . | 7401 | . | . | . | . | 0 | . | . | . | . | 0 | . | . | . | . | 0 | 1.712 | 0.022 | . | . | 1.734 | 74 | 2 | . | . | 76 | . | . | . | . | 0 | . | . | . | . | 0 | . | . | . | . | 0 | . | . | . | . | 0 | . | . | . | . | 0 | . | . | . | . | 0 | . | . | . | . | 0 | . | . | . | . | 0 | . | . | . | . | 0 | . | . | . | . | 0 | 50.942 | 8.629 | NM | 0 | 59.571 | 6970 | 431 | 0 | 0 | 7401 | 0 | 0 | 0 | 0 | 0
2024 | 2 | WA | 17470 | PUD No 1 of Snohomish County | Preliminary | DC | 37.571 | 4.333 | . | . | 41.904 | 4291 | 171 | . | . | 4462 | . | . | . | . | 0 | . | . | . | . | 0 | . | . | . | . | 0 | 0.666 | . | . | . | 0.666 | 291 | . | . | . | 291 | 5.537 | . | . | . | 5.537 | . | . | . | . | 0 | . | . | . | . | 0 | . | . | . | . | 0 | . | . | . | . | 0 | . | . | . | . | 0 | . | . | . | . | 0 | . | . | . | . | 0 | . | . | . | . | 0 | . | . | . | . | 0 | 37.571 | 4.333 | NM | 0 | 41.904 | 4291 | 171 | 0 | 0 | 4462 | 0 | 0 | 0 | 0 | 0
2024 | 2 | WA | 18429 | City of Tacoma - (WA) | Preliminary | AC | 16.73 | 1.022 | . | . | 17.752 | 2509 | 64 | . | . | 2573 | . | . | . | . | 0 | . | . | . | . | 0 | . | . | . | . | 0 | . | . | . | . | 0 | . | . | . | . | 0 | . | . | . | . | 0 | . | . | . | . | 0 | . | . | . | . | 0 | . | . | . | . | 0 | . | . | . | . | 0 | . | . | . | . | 0 | . | . | . | . | 0 | . | . | . | . | 0 | . | . | . | . | 0 | . | . | . | . | 0 | 16.73 | 1.022 | NM | 0 | 17.752 | 2509 | 64 | 0 | 0 | 2573 | 0 | 0 | 0 | 0 | 0
2024 | 2 | WA | 20169 | Avista Corp | Preliminary | AC | 28.5 | 3.98 | . | . | 32.48 | 3793 | 201 | . | . | 3994 | . | . | . | . | . | . | . | . | . | . | . | . | . | . | . | . | . | . | . | . | . | . | . | . | . | . | . | . | . | . | . | . | . | . | . | . | . | . | . | . | . | . | . | . | . | 0.066 | . | . | . | 0.066 | 10 | . | . | . | 10 | . | . | . | . | . | 0.097 | . | . | . | 0.097 | 11 | . | . | . | 11 | . | . | . | . | . | 28.663 | 3.98 | NM | 0 | 32.643 | 3814 | 201 | 0 | 0 | 4015 | 0 | 0 | 0 | 0 | 0
2024 | 2 | WA | 99999 | Adjustment 2024 | Preliminary |  | 46.848 | 2.129 | -0.134 | 0 | 48.843 | . | . | . | . | . | . | . | . | . | 0 | . | . | . | . | . | . | . | . | . | . | -0.506 | -0.005 | 0 | 0 | -0.511 | . | . | . | . | . | . | . | . | . | . | . | . | . | . | 0 | . | . | . | . | . | . | . | . | . | . | . | . | . | . | . | . | . | . | . | . | . | . | . | . | . | . | . | . | . | . | . | . | . | . | . | . | . | . | . | . | 46.848 | 2.129 | -0.134 | 0 | 48.843 | . | . | . | . | . | . | . | . | . | .
2024 | 2 | WI | 4715 | Dahlberg Light & Power Co | Preliminary | AC | 0.411 | 0.123 | . | . | 0.534 | 58 | 2 | . | . | 60 | . | . | . | . | 0 | . | . | . | . | 0 | 1.055 | 0 | . | . | 1.055 | . | . | . | . | 0 | . | . | . | . | 0 | . | . | . | . | 0 | . | . | . | . | 0 | . | . | . | . | 0 | . | . | . | . | 0 | . | . | . | . | 0 | . | . | . | . | 0 | . | . | . | . | 0 | . | . | . | . | 0 | . | . | . | . | 0 | . | . | . | . | 0 | 0.411 | 0.123 | NM | 0 | 0.534 | 58 | 2 | 0 | 0 | 60 | 1.055 | 0 | 0 | 0 | 1.055
2024 | 2 | WI | 5574 | East Central Energy | Preliminary | AC | 0.31 | 0.02 | 0 | 0 | 0.33 | 37 | 1 | 0 | 0 | 38 | . | . | . | . | 0 | . | . | . | . | 0 | 1.588 | 0 | 0 | 0 | 1.588 | . | . | . | . | 0 | . | . | . | . | 0 | . | . | . | . | 0 | . | . | . | . | 0 | . | . | . | . | 0 | . | . | . | . | 0 | 0.022 | 0 | 0 | 0 | 0.022 | 2 | 0 | 0 | 0 | 2 | 0 | 0 | 0 | 0 | 0 | . | . | . | . | 0 | . | . | . | . | 0 | . | . | . | . | 0 | 0.332 | 0.02 | NM | 0 | 0.352 | 39 | 1 | 0 | 0 | 40 | 1.588 | 0 | 0 | 0 | 1.588
2024 | 2 | WI | 11479 | Madison Gas & Electric Co | Preliminary | AC | 14.166 | 36.557 | . | . | 50.723 | 2276 | 303 | . | . | 2579 | . | . | . | . | 0 | . | . | . | . | 0 | 505.163 | 194.634 | . | . | 699.797 | . | . | . | . | 0 | . | . | . | . | 0 | . | . | . | . | 0 | . | . | . | . | 0 | . | . | . | . | 0 | . | . | . | . | 0 | 0.04 | 0.02 | . | . | 0.06 | 4 | 1 | . | . | 5 | 0.393 | 0 | . | . | 0.393 | . | 0.4 | . | . | 0.4 | . | 1 | . | . | 1 | . | . | . | . | 0 | 14.206 | 36.977 | NM | 0 | 51.183 | 2280 | 305 | 0 | 0 | 2585 | 505.556 | 194.634 | 0 | 0 | 700.19
2024 | 2 | WI | 13697 | North Central Power Co Inc | Preliminary | AC | 0.461 | . | . | . | 0.461 | 50 | . | . | . | 50 | . | . | . | . | 0 | . | . | . | . | 0 | 0 | . | . | . | 0 | . | . | . | . | 0 | . | . | . | . | 0 | . | . | . | . | 0 | . | . | . | . | 0 | . | . | . | . | 0 | . | . | . | . | 0 | . | . | . | . | 0 | . | . | . | . | 0 | . | . | . | . | 0 | . | . | . | . | 0 | . | . | . | . | 0 | . | . | . | . | 0 | 0.461 | NM | NM | 0 | 0.461 | 50 | 0 | 0 | 0 | 50 | 0 | 0 | 0 | 0 | 0
2024 | 2 | WI | 13780 | Northern States Power Co | Preliminary | AC | 2.791 | 0.542 | 0 | 0 | 3.333 | 368 | 28 | 0 | 0 | 396 | 0.305 | 2.695 | 0 | 0 | 3 | 100 | 49 | 0 | 0 | 149 | . | . | . | . | 0 | . | . | . | . | 0 | . | . | . | . | 0 | . | . | . | . | 0 | . | . | . | . | 0 | . | . | . | . | 0 | . | . | . | . | 0 | . | . | . | . | 0 | . | . | . | . | 0 | . | . | . | . | 0 | . | . | . | . | 0 | . | . | . | . | 0 | . | . | . | . | 0 | 3.096 | 3.237 | NM | 0 | 6.333 | 468 | 77 | 0 | 0 | 545 | 0 | 0 | 0 | 0 | 0
2024 | 2 | WI | 13815 | Northwestern Wisconsin Elec Co | Preliminary | AC | 0.652 | 0.103 | 0 | 0 | 0.755 | 87 | 11 | 0 | 0 | 98 | . | . | . | . | 0 | . | . | . | . | 0 | 1.002 | 0.34 | 0 | 0 | 1.342 | . | . | . | . | 0 | . | . | . | . | 0 | . | . | . | . | 0 | . | . | . | . | 0 | . | . | . | . | 0 | . | . | . | . | 0 | 0.02 | 0.04 | 0 | 0 | 0.06 | 1 | 2 | 0 | 0 | 3 | 0 | 0 | 0 | 0 | 0 | . | . | . | . | 0 | . | . | . | . | 0 | . | . | . | . | 0 | 0.672 | 0.143 | NM | 0 | 0.815 | 88 | 13 | 0 | 0 | 101 | 1.002 | 0.34 | 0 | 0 | 1.342
2024 | 2 | WI | 20847 | Wisconsin Electric Power Co | Preliminary | DC | 42.395 | 12.138 | 15.714 | . | 70.247 | 4712 | 326 | 88 | . | 5126 | . | . | . | . | 0 | . | . | . | . | 0 | . | . | . | . | 0 | 0.803 | 0.193 | . | . | 0.996 | 101 | 5 | . | . | 106 | . | . | . | . | 0 | . | . | . | . | 0 | . | . | . | . | 0 | . | . | . | . | 0 | 0.437 | 0.799 | 0.02 | . | 1.256 | 32 | 31 | 1 | . | 64 | . | . | . | . | 0 | . | 0.025 | . | . | 0.025 | . | 4 | . | . | 4 | . | . | . | . | 0 | 42.832 | 12.962 | 15.734 | 0 | 71.528 | 4744 | 361 | 89 | 0 | 5194 | 0 | 0 | 0 | 0 | 0
2024 | 2 | WI | 20856 | Wisconsin Power & Light Co | Preliminary | AC | 28.871 | 6.42 | 0.045 | . | 35.336 | 4227 | 532 | 5 | . | 4764 | . | . | . | . | 0 | . | . | . | . | 0 | . | . | . | . | 0 | . | . | . | . | 0 | . | . | . | . | 0 | . | . | . | . | 0 | . | . | . | . | 0 | . | . | . | . | 0 | . | . | . | . | 0 | 0.251 | 0.179 | . | . | 0.43 | 30 | 18 | . | . | 48 | . | . | . | . | 0 | 0.02 | 0.25 | . | . | 0.27 | 1 | 15 | . | . | 16 | . | . | . | . | 0 | 29.142 | 6.849 | 0.045 | 0 | 36.036 | 4258 | 565 | 5 | 0 | 4828 | 0 | 0 | 0 | 0 | 0
2024 | 2 | WI | 20860 | Wisconsin Public Service Corp | Preliminary | DC | 12.009 | 16.051 | . | . | 28.06 | 1560 | 322 | . | . | 1882 | . | . | . | . | . | . | . | . | . | . | . | . | . | . | . | 0.314 | 0.602 | . | . | 0.916 | 33 | 6 | . | . | 39 | . | . | . | . | 0 | . | . | . | . | . | . | . | . | . | . | . | . | . | . | . | 0.441 | 0.511 | . | . | 0.952 | 39 | 15 | . | . | 54 | . | . | . | . | . | 0.01 | 4.23 | . | . | 4.24 | 1 | 6 | . | . | 7 | . | . | . | . | . | 12.46 | 20.792 | NM | 0 | 33.252 | 1600 | 343 | 0 | 0 | 1943 | 0 | 0 | 0 | 0 | 0
2024 | 2 | WI | 99999 | Adjustment 2024 | Preliminary |  | 14.773 | 3.783 | -2.144 | . | 16.412 | . | . | . | . | . | . | . | . | . | 0 | . | . | . | . | . | . | . | . | . | . | -0.195 | -0.139 | . | . | -0.333 | . | . | . | . | . | . | . | . | . | . | . | . | . | . | 0 | . | . | . | . | . | . | . | . | . | . | . | . | . | . | . | . | . | . | . | . | . | . | . | . | . | . | . | . | . | . | . | . | . | . | . | . | . | . | . | . | 14.773 | 3.783 | -2.144 | . | 16.412 | . | . | . | . | . | . | . | . | . | .
2024 | 2 | WV | 733 | Appalachian Power Co | Preliminary | AC | 11.852 | 1.365 | 0.483 | 0 | 13.7 | 1341 | 73 | 3 | 0 | 1417 | 0.362 | 0.377 | 0.121 | 0 | 0.86 | 34 | 24 | 1 | 0 | 59 | 466.808 | 47.771 | 9.216 | 0 | 523.795 | 1.172 | 0.015 | 0 | 0 | 1.187 | 226 | 2 | 0 | 0 | 228 | 2.991 | 0.024 | 0 | 0 | 3.015 | 0 | 0 | 0 | 0 | 0 | 0 | 0 | . | 0 | 0 | 0 | 0 | 0 | 0 | 0 | 0.026 | 0.003 | 0 | 0 | 0.029 | 5 | 1 | 0 | 0 | 6 | 0.006 | 0 | 0 | 0 | 0.006 | 0 | 0 | 0 | 0 | 0 | 0 | 0 | 0 | 0 | 0 | 0 | 0 | 0 | 0 | 0 | 12.24 | 1.745 | 0.604 | 0 | 14.589 | 1380 | 98 | 4 | 0 | 1482 | 466.814 | 47.771 | 9.216 | 0 | 523.801
2024 | 2 | WV | 12796 | Monongahela Power Co | Preliminary | AC | 5.735 | 2.907 | 0.521 | 0 | 9.163 | 712 | 78 | 4 | 0 | 794 | 0.33 | 0.363 | 0 | 0 | 0.693 | 26 | 18 | 0 | 0 | 44 | 0 | 0 | 0 | 0 | 0 | 1.043 | 0.065 | 0 | 0 | 1.108 | 127 | 5 | 0 | 0 | 132 | 0 | 0 | 0 | 0 | 0 | 0 | 0 | 0 | 0 | 0 | 0 | 0 | 0 | 0 | 0 | 0 | 0 | 0 | 0 | 0 | 0.034 | 0.001 | 0 | 0 | 0.035 | 11 | 1 | 0 | 0 | 12 | 0 | 0 | 0 | 0 | 0 | 0 | 0 | 0 | 0 | 0 | 0 | 0 | 0 | 0 | 0 | 0 | 0 | 0 | 0 | 0 | 6.099 | 3.271 | 0.521 | 0 | 9.891 | 749 | 97 | 4 | 0 | 850 | 0 | 0 | 0 | 0 | 0
2024 | 2 | WV | 15263 | The Potomac Edison Company | Preliminary | AC | 7.747 | 2.197 | 0.053 | 0 | 9.997 | 867 | 53 | 1 | 0 | 921 | 0.187 | 0.748 | 0 | 0 | 0.935 | 13 | 9 | 0 | 0 | 22 | 0 | 0 | 0 | 0 | 0 | 2.009 | 0.015 | 0 | 0 | 2.024 | 161 | 1 | 0 | 0 | 162 | 0 | 0 | 0 | 0 | 0 | 0 | 0 | 0 | 0 | 0 | 0 | 0 | 0 | 0 | 0 | 0 | 0 | 0 | 0 | 0 | 0.016 | 0.005 | 0 | 0 | 0.021 | 7 | 2 | 0 | 0 | 9 | 0 | 0 | 0 | 0 | 0 | 0 | 0 | 0 | 0 | 0 | 0 | 0 | 0 | 0 | 0 | 0 | 0 | 0 | 0 | 0 | 7.95 | 2.95 | 0.053 | 0 | 10.953 | 887 | 64 | 1 | 0 | 952 | 0 | 0 | 0 | 0 | 0
2024 | 2 | WV | 20521 | Wheeling Power Co | Preliminary | AC | 0.944 | 0.045 | 0.563 | 0 | 1.552 | 103 | 4 | 2 | 0 | 109 | 0 | 0.05 | 0 | 0 | 0.05 | 0 | 1 | 0 | 0 | 1 | 29.556 | 1.873 | 0 | 0 | 31.429 | 0.096 | 0 | 0 | 0 | 0.096 | 19 | 0 | 0 | 0 | 19 | 0.229 | 0 | 0 | 0 | 0.229 | 0 | 0 | 0 | 0 | 0 | 0 | 0 | 0 | 0 | 0 | 0 | 0 | 0 | 0 | 0 | 0.012 | 0 | 0 | 0 | 0.012 | 2 | 0 | 0 | 0 | 2 | 0.27 | 0 | 0 | 0 | 0.27 | 0 | 0 | 0 | 0 | 0 | 0 | 0 | 0 | . | 0 | 0 | 0 | 0 | 0 | 0 | 0.956 | 0.095 | 0.563 | 0 | 1.614 | 105 | 5 | 2 | 0 | 112 | 29.826 | 1.873 | 0 | 0 | 31.699
2024 | 2 | WV | 99999 | Adjustment 2024 | Preliminary |  | 0.063 | . | . | . | 0.063 | . | . | . | . | . | . | . | . | . | . | . | . | . | . | . | . | . | . | . | . | . | . | . | . | . | . | . | . | . | . | . | . | . | . | . | . | . | . | . | . | . | . | . | . | . | . | . | . | . | . | . | . | . | . | . | . | . | . | . | . | . | . | . | . | . | . | . | . | . | . | . | . | . | . | . | . | . | . | . | . | 0.063 | . | . | . | 0.063 | . | . | . | . | . | . | . | . | . | .
2024 | 2 | WY | 3461 | Cheyenne Light Fuel & Power | Preliminary | DC | 7.293 | 0.113 | . | . | 7.406 | 1037 | 12 | . | . | 1049 | . | . | . | . | 0 | . | . | . | . | 0 | . | . | . | . | 0 | . | . | . | . | 0 | . | . | . | . | 0 | . | . | . | . | 0 | . | . | . | . | 0 | . | . | . | . | 0 | . | . | . | . | 0 | 0.266 | 0.044 | . | . | 0.31 | 103 | 3 | . | . | 106 | . | . | . | . | 0 | . | . | . | . | 0 | . | . | . | . | 0 | . | . | . | . | 0 | 7.559 | 0.157 | NM | 0 | 7.716 | 1140 | 15 | 0 | 0 | 1155 | 0 | 0 | 0 | 0 | 0
2024 | 2 | WY | 7222 | City of Gillette - (WY) | Preliminary | AC | 0.232 | 0 | 0 | 0 | 0.232 | 19 | 0 | 0 | 0 | 19 | . | . | . | . | 0 | . | . | . | . | 0 | . | . | . | . | 0 | . | . | . | . | 0 | . | . | . | . | 0 | . | . | . | . | 0 | . | . | . | . | 0 | . | . | . | . | 0 | . | . | . | . | 0 | . | . | . | . | 0 | . | . | . | . | 0 | . | . | . | . | 0 | . | . | . | . | 0 | . | . | . | . | 0 | . | . | . | . | 0 | 0.232 | NM | NM | 0 | 0.232 | 19 | 0 | 0 | 0 | 19 | 0 | 0 | 0 | 0 | 0
2024 | 2 | WY | 8566 | High Plains Power Inc | Preliminary | AC | 0.835 | 0.061 | . | . | 0.896 | 96 | 6 | . | . | 102 | . | . | . | . | 0 | . | . | . | . | 0 | . | . | . | . | 0 | . | . | . | . | 0 | . | . | . | . | 0 | . | . | . | . | 0 | . | . | . | . | 0 | . | . | . | . | 0 | . | . | . | . | 0 | 0.009 | 0.025 | . | . | 0.034 | 2 | 5 | . | . | 7 | . | . | . | . | 0 | . | . | . | . | 0 | . | . | . | . | 0 | . | . | . | . | 0 | 0.844 | 0.086 | NM | 0 | 0.93 | 98 | 11 | 0 | 0 | 109 | 0 | 0 | 0 | 0 | 0
2024 | 2 | WY | 11273 | Lower Valley Energy Inc | Preliminary | AC | 0.936 | 0.422 | 0.231 | . | 1.589 | 120 | 19 | 8 | . | 147 | . | . | . | . | 0 | . | . | . | . | 0 | . | . | . | . | 0 | . | . | . | . | 0 | . | . | . | . | 0 | . | . | . | . | 0 | . | . | . | . | 0 | . | . | . | . | 0 | . | . | . | . | 0 | . | 0.025 | . | . | 0.025 | . | 2 | . | . | 2 | . | . | . | . | 0 | . | . | . | . | 0 | . | . | . | . | 0 | . | . | . | . | 0 | 0.936 | 0.447 | 0.231 | 0 | 1.614 | 120 | 21 | 8 | 0 | 149 | 0 | 0 | 0 | 0 | 0
2024 | 2 | WY | 12199 | Montana-Dakota Utilities Co | Preliminary | AC | 0.993 | 0.163 | . | . | 1.156 | 145 | 14 | . | . | 159 | . | . | . | . | 0 | . | . | . | . | 0 | . | . | . | . | 0 | 0.108 | . | . | . | 0.108 | 16 | . | . | . | 16 | . | . | . | . | 0 | . | . | . | . | 0 | . | . | . | . | 0 | . | . | . | . | 0 | 0.004 | . | . | . | 0.004 | 2 | . | . | . | 2 | . | . | . | . | 0 | . | 0.24 | . | . | 0.24 | . | 1 | . | . | 1 | . | . | . | . | 0 | 0.997 | 0.403 | NM | 0 | 1.4 | 147 | 15 | 0 | 0 | 162 | 0 | 0 | 0 | 0 | 0
2024 | 2 | WY | 14354 | PacifiCorp | Preliminary | DC | 5.159 | 1.175 | 0.049 | 0 | 6.383 | 693 | 79 | 2 | 0 | 774 | . | . | . | . | 0 | . | . | . | . | 0 | . | . | . | . | 0 | 0.933 | 0.126 | 0 | 0 | 1.059 | 74 | 5 | 0 | 0 | 79 | 1.181 | 0.222 | 0 | 0 | 1.403 | . | . | . | . | 0 | . | . | . | . | 0 | . | . | . | . | 0 | 0.183 | 0.101 | 0 | 0 | 0.284 | 53 | 14 | 0 | 0 | 67 | . | . | . | . | 0 | 0.034 | 0.021 | 0 | 0 | 0.055 | 8 | 3 | 0 | 0 | 11 | . | . | . | . | 0 | 5.376 | 1.297 | 0.049 | 0 | 6.722 | 754 | 96 | 2 | 0 | 852 | 0 | 0 | 0 | 0 | 0
2024 | 2 | WY | 19156 | Powder River Energy Corp | Preliminary | AC | 1.177 | 0.062 | 0.104 | 0 | 1.343 | 104 | 3 | 10 | 0 | 117 | . | . | . | . | 0 | . | . | . | . | 0 | . | . | . | . | 0 | . | . | . | . | 0 | . | . | . | . | 0 | . | . | . | . | 0 | . | . | . | . | 0 | . | . | . | . | 0 | . | . | . | . | 0 | 0.025 | 0.01 | 0 | 0 | 0.035 | 8 | 1 | 0 | 0 | 9 | . | . | . | . | 0 | . | . | . | . | 0 | . | . | . | . | 0 | . | . | . | . | 0 | 1.202 | 0.072 | 0.104 | 0 | 1.378 | 112 | 4 | 10 | 0 | 126 | 0 | 0 | 0 | 0 | 0
2024 | 2 | WY | 27058 | High West Energy, Inc | Preliminary | AC | 0.42 | . | . | . | 0.42 | 210 | . | . | . | 210 | . | . | . | . | 0 | . | . | . | . | 0 | . | . | . | . | 0 | . | . | . | . | 0 | . | . | . | . | 0 | . | . | . | . | 0 | . | . | . | . | 0 | . | . | . | . | 0 | . | . | . | . | 0 | 0.06 | . | 0.004 | . | 0.064 | 30 | . | 1 | . | 31 | . | . | . | . | 0 | . | . | . | . | 0 | . | . | . | . | 0 | . | . | . | . | 0 | 0.48 | NM | 0.004 | 0 | 0.484 | 240 | 0 | 1 | 0 | 241 | 0 | 0 | 0 | 0 | 0
2024 | 2 | WY | 99999 | Adjustment 2024 | Preliminary |  | -1.382 | -0.063 | 0.033 | 0 | -1.411 | . | . | . | . | . | . | . | . | . | 0 | . | . | . | . | . | . | . | . | . | . | -0.163 | -0.022 | 0 | 0 | -0.185 | . | . | . | . | . | . | . | . | . | . | . | . | . | . | 0 | . | . | . | . | . | . | . | . | . | . | . | . | . | . | . | . | . | . | . | . | . | . | . | . | . | . | . | . | . | . | . | . | . | . | . | . | . | . | . | . | -1.382 | -0.063 | 0.033 | 0 | -1.411 | . | . | . | . | . | . | . | . | . | .
2024 | 3 | AK | 219 | Alaska Power and Telephone Co | Preliminary | AC | 0.012 | 0.021 | . | . | 0.033 | 3 | 2 | . | . | 5 | . | . | . | . | 0 | . | . | . | . | 0 | . | . | . | . | 0 | . | . | . | . | 0 | . | . | . | . | 0 | . | . | . | . | 0 | . | . | . | . | 0 | . | . | . | . | 0 | . | . | . | . | 0 | . | . | . | . | 0 | . | . | . | . | 0 | . | . | . | . | 0 | 0.005 | . | . | . | 0.005 | 1 | . | . | . | 1 | . | . | . | . | 0 | 0.017 | 0.021 | NM | 0 | 0.038 | 4 | 2 | 0 | 0 | 6 | 0 | 0 | 0 | 0 | 0
2024 | 3 | AK | 3522 | Chugach Electric Assn Inc | Preliminary | AC | 4.051 | 0.675 | . | . | 4.726 | 830 | 63 | . | . | 893 | . | . | . | . | 0 | . | . | . | . | 0 | . | . | . | . | 0 | . | . | . | . | 0 | . | . | . | . | 0 | . | . | . | . | 0 | . | . | . | . | 0 | . | . | . | . | 0 | . | . | . | . | 0 | . | 0.01 | . | . | 0.01 | . | 4 | . | . | 4 | . | . | . | . | 0 | . | . | . | . | 0 | . | . | . | . | 0 | . | . | . | . | 0 | 4.051 | 0.685 | NM | 0 | 4.736 | 830 | 67 | 0 | 0 | 897 | 0 | 0 | 0 | 0 | 0
2024 | 3 | AK | 7353 | Golden Valley Elec Assn Inc | Preliminary | AC | 3.883 | 0.569 | 0.121 | 0 | 4.573 | 732 | 58 | 9 | 0 | 799 | . | . | . | . | 0 | . | . | . | . | 0 | 6.194 | 3.141 | 0 | 0 | 9.335 | . | . | . | . | 0 | . | . | . | . | 0 | . | . | . | . | 0 | . | . | . | . | 0 | . | . | . | . | 0 | . | . | . | . | 0 | 0.018 | 0.012 | 0 | 0 | 0.03 | 6 | 2 | 0 | 0 | 8 | 0 | 0 | 0 | 0 | 0 | . | . | . | . | 0 | . | . | . | . | 0 | . | . | . | . | 0 | 3.901 | 0.581 | 0.121 | 0 | 4.603 | 738 | 60 | 9 | 0 | 807 | 6.194 | 3.141 | 0 | 0 | 9.335
2024 | 3 | AK | 11824 | Matanuska Electric Assn Inc | Preliminary | AC | 2.632 | 0.406 | . | . | 3.038 | 411 | 33 | . | . | 444 | . | . | . | . | 0 | . | . | . | . | 0 | . | . | . | . | 0 | . | . | . | . | 0 | . | . | . | . | 0 | . | . | . | . | 0 | . | . | . | . | 0 | . | . | . | . | 0 | . | . | . | . | 0 | 0.064 | 0.016 | . | . | 0.08 | 20 | 3 | . | . | 23 | . | . | . | . | 0 | 0.048 | 0.004 | . | . | 0.052 | 7 | 1 | . | . | 8 | . | . | . | . | 0 | 2.744 | 0.426 | NM | 0 | 3.17 | 438 | 37 | 0 | 0 | 475 | 0 | 0 | 0 | 0 | 0
2024 | 3 | AK | 19558 | Homer Electric Assn Inc | Preliminary | DC | 2.791 | 0.831 | . | . | 3.622 | 491 | 48 | . | . | 539 | . | . | . | . | 0 | . | . | . | . | 0 | 55.271 | 3.742 | . | . | 59.013 | . | . | . | . | 0 | . | . | . | . | 0 | . | . | . | . | 0 | . | . | . | . | 0 | . | . | . | . | 0 | . | . | . | . | 0 | 0.103 | 0.014 | . | . | 0.117 | 31 | 3 | . | . | 34 | 1.39 | 0.143 | . | . | 1.533 | . | . | . | . | 0 | . | . | . | . | 0 | . | . | . | . | 0 | 2.894 | 0.845 | NM | 0 | 3.739 | 522 | 51 | 0 | 0 | 573 | 56.661 | 3.885 | 0 | 0 | 60.546
2024 | 3 | AK | 99999 | Adjustment 2024 | Preliminary |  | 0.372 | 0.293 | . | . | 0.665 | . | . | . | . | . | . | . | . | . | 0 | . | . | . | . | . | . | . | . | . | . | . | . | . | . | 0 | . | . | . | . | . | . | . | . | . | . | . | . | . | . | 0 | . | . | . | . | . | . | . | . | . | . | . | . | . | . | . | . | . | . | . | . | . | . | . | . | . | . | . | . | . | . | . | . | . | . | . | . | . | . | . | . | 0.372 | 0.293 | . | . | 0.665 | . | . | . | . | . | . | . | . | . | .
2024 | 3 | AL | 99999 | Adjustment 2024 | Preliminary |  | NM | NM | . | . | NM | . | . | . | . | . | . | . | . | . | . | . | . | . | . | . | . | . | . | . | . | . | . | . | . | . | . | . | . | . | . | . | . | . | . | . | . | . | . | . | . | . | . | . | . | . | . | . | . | . | . | . | . | . | . | . | . | . | . | . | . | . | . | . | . | . | . | . | . | . | . | . | . | . | . | . | . | . | . | . | . | NM | NM | . | . | NM | . | . | . | . | . | . | . | . | . | .
2024 | 3 | AR | 814 | Entergy Arkansas LLC | Preliminary | DC | 74.437 | 70.313 | 6.011 | . | 150.761 | 6957 | 292 | 38 | . | 7287 | . | . | . | . | 0 | . | . | . | . | 0 | . | . | . | . | 0 | . | . | . | . | 0 | . | . | . | . | 0 | . | . | . | . | 0 | . | . | . | . | 0 | . | . | . | . | 0 | . | . | . | . | 0 | 0.007 | 0.002 | 0.006 | . | 0.015 | 1 | 1 | 2 | . | 4 | . | . | . | . | 0 | 0.022 | 0 | 0 | . | 0.022 | 1 | 0 | 0 | . | 1 | . | . | . | . | 0 | 74.466 | 70.315 | 6.017 | 0 | 150.798 | 6959 | 293 | 40 | 0 | 7292 | 0 | 0 | 0 | 0 | 0
2024 | 3 | AR | 817 | Arkansas Valley Elec Coop Corp | Preliminary | AC | 10.981 | 2.114 | . | . | 13.095 | 918 | 16 | . | . | 934 | . | . | . | . | 0 | . | . | . | . | 0 | 680.565 | 213.74 | . | . | 894.305 | . | . | . | . | 0 | . | . | . | . | 0 | . | . | . | . | 0 | . | . | . | . | 0 | . | . | . | . | 0 | . | . | . | . | 0 | 0.001 | . | . | . | 0.001 | 1 | . | . | . | 1 | 0 | . | . | . | 0 | . | . | . | . | 0 | . | . | . | . | 0 | . | . | . | . | 0 | 10.982 | 2.114 | NM | 0 | 13.096 | 919 | 16 | 0 | 0 | 935 | 680.565 | 213.74 | 0 | 0 | 894.305
2024 | 3 | AR | 3093 | Carroll Electric Coop Corp - (AR) | Preliminary | DC | 17.185 | . | . | . | 17.185 | 2040 | . | . | . | 2040 | . | . | . | . | 0 | . | . | . | . | 0 | . | . | . | . | 0 | . | . | . | . | 0 | . | . | . | . | 0 | . | . | . | . | 0 | . | . | . | . | 0 | . | . | . | . | 0 | . | . | . | . | 0 | 0.019 | . | . | . | 0.019 | 3 | . | . | . | 3 | . | . | . | . | 0 | . | . | . | . | 0 | . | . | . | . | 0 | . | . | . | . | 0 | 17.204 | NM | NM | 0 | 17.204 | 2043 | 0 | 0 | 0 | 2043 | 0 | 0 | 0 | 0 | 0
2024 | 3 | AR | 5860 | Empire District Electric Co | Preliminary | AC | 1.036 | . | . | . | 1.036 | 135 | . | . | . | 135 | . | . | . | . | 0 | . | . | . | . | 0 | 16.254 | . | . | . | 16.254 | . | . | . | . | 0 | . | . | . | . | 0 | . | . | . | . | 0 | . | . | . | . | 0 | . | . | . | . | 0 | . | . | . | . | 0 | . | . | . | . | 0 | . | . | . | . | 0 | . | . | . | . | 0 | . | . | . | . | 0 | . | . | . | . | 0 | . | . | . | . | 0 | 1.036 | NM | NM | 0 | 1.036 | 135 | 0 | 0 | 0 | 135 | 16.254 | 0 | 0 | 0 | 16.254
2024 | 3 | AR | 6342 | First Electric Coop Corp | Preliminary | AC | 16.244 | 2.49 | 0.791 | 0 | 19.525 | 1758 | 13 | 7 | 0 | 1778 | 0 | 0 | 0 | 0 | 0 | 0 | 0 | 0 | 0 | 0 | 0 | 0 | 0 | 0 | 0 | 0 | 0 | 0 | 0 | 0 | 0 | 0 | 0 | 0 | 0 | 0 | 0 | 0 | 0 | 0 | 0 | 0 | 0 | 0 | 0 | 0 | 0 | 0 | 0 | 0 | 0 | 0 | 0 | 0 | 0 | 0 | 0 | 0 | 0 | 0 | 0 | 0 | 0 | 0 | 0 | 0 | 0 | 0 | 0 | 0 | 0 | 0 | 0 | 0 | 0 | 0 | 0 | 0 | 0 | 0 | 0 | 0 | 0 | 0 | 0 | 16.244 | 2.49 | 0.791 | 0 | 19.525 | 1758 | 13 | 7 | 0 | 1778 | 0 | 0 | 0 | 0 | 0
2024 | 3 | AR | 13718 | City of North Little Rock - (AR) | Preliminary | AC | 2.55 | 0.45 | 2.79 | . | 5.79 | 338 | 6 | 2 | . | 346 | . | . | . | . | 0 | . | . | . | . | 0 | . | . | . | . | 0 | . | . | . | . | 0 | . | . | . | . | 0 | . | . | . | . | 0 | . | . | . | . | 0 | . | . | . | . | 0 | . | . | . | . | 0 | . | . | . | . | 0 | . | . | . | . | 0 | . | . | . | . | 0 | . | . | . | . | 0 | . | . | . | . | 0 | . | . | . | . | 0 | 2.55 | 0.45 | 2.79 | 0 | 5.79 | 338 | 6 | 2 | 0 | 346 | 0 | 0 | 0 | 0 | 0
2024 | 3 | AR | 14063 | Oklahoma Gas & Electric Co | Preliminary | AC | 4.877 | 2.31 | 0 | 0 | 7.187 | 614 | 20 | 0 | 0 | 634 | 1.786 | 3.131 | 0.004 | 0 | 4.921 | 473 | 406 | 1 | 0 | 880 | 0 | 0 | 0 | 0 | 0 | 0 | 0 | 0 | 0 | 0 | 0 | 0 | 0 | 0 | 0 | 0 | 0 | 0 | 0 | 0 | 0 | 0 | 0 | 0 | 0 | 0 | 0 | 0 | 0 | 0 | 0 | 0 | 0 | 0 | 0 | 0.004 | 0 | 0 | 0 | 0.004 | 2 | 0 | 0 | 0 | 2 | 0 | 0 | 0 | 0 | 0 | 0 | 0 | 0 | 0 | 0 | 0 | 0 | 0 | 0 | 0 | 0 | 0 | 0 | 0 | 0 | 6.667 | 5.441 | 0.004 | 0 | 12.112 | 1089 | 426 | 1 | 0 | 1516 | 0 | 0 | 0 | 0 | 0
2024 | 3 | AR | 17698 | Southwestern Electric Power Co | Preliminary | AC | 9.458 | 1.782 | 0.92 | . | 12.16 | 1430 | 45 | 3 | . | 1478 | 0.201 | 14.404 | . | . | 14.605 | 16 | 15 | . | . | 31 | 784.691 | 1598.436 | 32.052 | . | 2415.179 | 0.093 | 0.007 | . | . | 0.1 | 16 | 1 | . | . | 17 | 0.278 | 0.013 | . | . | 0.291 | . | . | . | . | 0 | . | . | . | . | 0 | . | . | . | . | 0 | . | . | . | . | 0 | . | . | . | . | 0 | . | . | . | . | 0 | . | . | . | . | 0 | . | . | . | . | 0 | . | . | . | . | 0 | 9.659 | 16.186 | 0.92 | 0 | 26.765 | 1446 | 60 | 3 | 0 | 1509 | 784.691 | 1598.436 | 32.052 | 0 | 2415.179
2024 | 3 | AR | 99999 | Adjustment 2024 | Preliminary |  | 2.521 | 3.947 | 27.82 | . | 34.288 | . | . | . | . | . | . | . | . | . | 0 | . | . | . | . | . | . | . | . | . | . | . | . | . | . | 0 | . | . | . | . | . | . | . | . | . | . | . | . | . | . | 0 | . | . | . | . | . | . | . | . | . | . | . | . | . | . | . | . | . | . | . | . | . | . | . | . | . | . | . | . | . | . | . | . | . | . | . | . | . | . | . | . | 2.521 | 3.947 | 27.82 | . | 34.288 | . | . | . | . | . | . | . | . | . | .
2024 | 3 | AZ | 176 | Ajo Improvement Co | Preliminary | AC | 0.061 | 0.005 | . | . | 0.066 | 12 | 3 | . | . | 15 | . | . | . | . | 0 | . | . | . | . | 0 | 4.925 | 0.271 | . | . | 5.196 | . | . | . | . | 0 | . | . | . | . | 0 | . | . | . | . | 0 | . | . | . | . | 0 | . | . | . | . | 0 | . | . | . | . | 0 | . | . | . | . | 0 | . | . | . | . | 0 | . | . | . | . | 0 | . | . | . | . | 0 | . | . | . | . | 0 | . | . | . | . | 0 | 0.061 | 0.005 | NM | 0 | 0.066 | 12 | 3 | 0 | 0 | 15 | 4.925 | 0.271 | 0 | 0 | 5.196
2024 | 3 | AZ | 803 | Arizona Public Service Co | Preliminary | DC | 1569.694 | 362.009 | 0 | 0 | 1931.703 | 175687 | 2141 | 0 | 0 | 177828 | . | . | . | . | 0 | . | . | . | . | 0 | . | . | . | . | 0 | 28.988 | 1.346 | 0 | 0 | 30.334 | 3437 | 17 | 0 | 0 | 3454 | 67.865 | 2.402 | 0 | 0 | 70.267 | 0.844 | 1.321 | 0 | 0 | 2.165 | 105 | 7 | 0 | 0 | 112 | 2.249 | 0.891 | 0 | 0 | 3.14 | 0.057 | 0.125 | 0 | 0 | 0.182 | 25 | 12 | 0 | 0 | 37 | . | . | . | . | 0 | . | . | . | . | 0 | . | . | . | . | 0 | . | . | . | . | 0 | 1569.751 | 362.134 | NM | 0 | 1931.885 | 175712 | 2153 | 0 | 0 | 177865 | 0 | 0 | 0 | 0 | 0
2024 | 3 | AZ | 12919 | Morenci Water and Electric | Preliminary | AC | 0.008 | 0.028 | . | . | 0.036 | 1 | 3 | . | . | 4 | . | . | . | . | 0 | . | . | . | . | 0 | 0.738 | 2.163 | . | . | 2.901 | . | . | . | . | 0 | . | . | . | . | 0 | . | . | . | . | 0 | . | . | . | . | 0 | . | . | . | . | 0 | . | . | . | . | 0 | . | . | . | . | 0 | . | . | . | . | 0 | . | . | . | . | 0 | . | . | . | . | 0 | . | . | . | . | 0 | . | . | . | . | 0 | 0.008 | 0.028 | NM | 0 | 0.036 | 1 | 3 | 0 | 0 | 4 | 0.738 | 2.163 | 0 | 0 | 2.901
2024 | 3 | AZ | 16572 | Salt River Project | Preliminary | AC | 366.48 | 136.78 | 7.28 | 0 | 510.54 | 56641 | 892 | 10 | 0 | 57543 | 0 | 0 | 0 | 0 | 0 | 0 | 0 | 0 | 0 | 0 | 16593.99 | 4571.6 | 0 | 0 | 21165.59 | 22.76 | 0.84 | 0 | 0 | 23.6 | 3582 | 14 | 0 | 0 | 3596 | 72.38 | 1.56 | 0 | 0 | 73.94 | 1.76 | 0 | 0 | 0 | 1.76 | 220 | 0 | 0 | 0 | 220 | 4.76 | 0 | 0 | 0 | 4.76 | . | . | . | . | 0 | . | . | . | . | 0 | . | . | . | . | 0 | . | . | . | . | 0 | . | . | . | . | 0 | . | . | . | . | 0 | 366.48 | 136.78 | 7.28 | 0 | 510.54 | 56641 | 892 | 10 | 0 | 57543 | 16593.99 | 4571.6 | 0 | 0 | 21165.59
2024 | 3 | AZ | 19189 | Trico Electric Cooperative Inc | Preliminary | DC | 41.483 | 15.681 | . | . | 57.164 | 5266 | 76 | . | . | 5342 | 0.043 | 0.183 | . | . | 0.226 | 42 | 1 | . | . | 43 | 3364.28 | 673.44 | . | . | 4037.72 | . | . | . | . | 0 | . | . | . | . | 0 | . | . | . | . | 0 | . | . | . | . | 0 | . | . | . | . | 0 | . | . | . | . | 0 | 0.002 | . | . | . | 0.002 | 1 | . | . | . | 1 | 0 | . | . | . | 0 | . | . | . | . | 0 | . | . | . | . | 0 | . | . | . | . | 0 | 41.528 | 15.864 | NM | 0 | 57.392 | 5309 | 77 | 0 | 0 | 5386 | 3364.28 | 673.44 | 0 | 0 | 4037.72
2024 | 3 | AZ | 19728 | UNS Electric, Inc | Preliminary | AC | 70.52 | 17.26 | . | . | 87.78 | 8860 | 230 | . | . | 9090 | . | . | . | . | 0 | . | . | . | . | 0 | 6983.572 | 695.276 | . | . | 7678.848 | 1.22 | . | . | . | 1.22 | 148 | . | . | . | 148 | . | . | . | . | 0 | . | . | . | . | 0 | . | . | . | . | 0 | . | . | . | . | 0 | 0.3 | 0.01 | . | . | 0.31 | 117 | 1 | . | . | 118 | 7.152 | . | . | . | 7.152 | . | . | . | . | 0 | . | . | . | . | 0 | . | . | . | . | 0 | 70.82 | 17.27 | NM | 0 | 88.09 | 8977 | 231 | 0 | 0 | 9208 | 6990.724 | 695.276 | 0 | 0 | 7686
2024 | 3 | AZ | 21538 | Mohave Electric Cooperative, Inc. | Preliminary | AC | 20.423 | 3.583 | . | . | 24.006 | 2001 | 92 | . | . | 2093 | . | . | . | . | 0 | . | . | . | . | 0 | 593.823 | 85.932 | . | . | 679.755 | . | . | . | . | 0 | . | . | . | . | 0 | . | . | . | . | 0 | . | . | . | . | 0 | . | . | . | . | 0 | . | . | . | . | 0 | 0.055 | . | . | . | 0.055 | 25 | . | . | . | 25 | . | . | . | . | 0 | . | . | . | . | 0 | . | . | . | . | 0 | . | . | . | . | 0 | 20.478 | 3.583 | NM | 0 | 24.061 | 2026 | 92 | 0 | 0 | 2118 | 593.823 | 85.932 | 0 | 0 | 679.755
2024 | 3 | AZ | 24211 | Tucson Electric Power Co | Preliminary | AC | 322.336 | 154.48 | . | . | 476.816 | 48113 | 1082 | . | . | 49195 | . | . | . | . | 0 | . | . | . | . | 0 | 5048.7 | 2792.85 | . | . | 7841.55 | 10.37 | 0.34 | . | . | 10.71 | 1100 | 7 | . | . | 1107 | . | . | . | . | 0 | . | 0.21 | . | . | 0.21 | . | 1 | . | . | 1 | . | . | . | . | 0 | 0.024 | . | . | . | 0.024 | 1 | . | . | . | 1 | 0.004 | . | . | . | 0.004 | . | . | . | . | 0 | . | . | . | . | 0 | . | . | . | . | 0 | 322.36 | 154.48 | NM | 0 | 476.84 | 48114 | 1082 | 0 | 0 | 49196 | 5048.704 | 2792.85 | 0 | 0 | 7841.554
2024 | 3 | AZ | 99999 | Adjustment 2024 | Preliminary |  | -232.828 | -57.739 | 0 | 0 | -290.567 | . | . | . | . | . | -0.007 | -0.032 | . | . | -0.039 | . | . | . | . | . | . | . | . | . | . | -5.056 | -0.235 | 0 | 0 | -5.29 | . | . | . | . | . | . | . | . | . | . | -0.147 | -0.23 | 0 | 0 | -0.378 | . | . | . | . | . | . | . | . | . | . | . | . | . | . | . | . | . | . | . | . | . | . | . | . | . | . | . | . | . | . | . | . | . | . | . | . | . | . | . | . | -232.836 | -57.771 | NM | 0 | -290.607 | . | . | . | . | . | . | . | . | . | .
2024 | 3 | CA | 4390 | City of Corona - (CA) | Preliminary | AC | 0.136 | 0.4 | 0 | 0 | 0.536 | 18 | 3 | 0 | 0 | 21 | 0 | 0 | 0 | 0 | 0 | 0 | 0 | 0 | 0 | 0 | 0 | 0 | 0 | 0 | 0 | 0 | 0 | 0 | 0 | 0 | 0 | 0 | 0 | 0 | 0 | 0 | 0 | 0 | 0 | 0 | 0 | 0 | 0 | 0 | 0 | 0 | 0 | 0 | 0 | 0 | 0 | 0 | 0 | 0 | 0 | 0 | 0 | 0 | 0 | 0 | 0 | 0 | 0 | 0 | 0 | 0 | 0 | 0 | 0 | 0 | 0 | 0 | 0 | 0 | 0 | 0 | 0 | 0 | 0 | 0 | . | 0 | 0 | 0 | 0 | 0.136 | 0.4 | NM | 0 | 0.536 | 18 | 3 | 0 | 0 | 21 | 0 | 0 | 0 | 0 | 0
2024 | 3 | CA | 9216 | Imperial Irrigation District | Preliminary | AC | 68.821 | 57.143 | . | . | 125.964 | 8955 | 258 | . | . | 9213 | 3.528 | 0.309 | . | . | 3.837 | 1148 | 101 | . | . | 1249 | . | . | . | . | 0 | . | . | . | . | 0 | . | . | . | . | 0 | . | . | . | . | 0 | . | . | . | . | 0 | . | . | . | . | 0 | . | . | . | . | 0 | 0.002 | . | . | . | 0.002 | 1 | . | . | . | 1 | . | . | . | . | 0 | . | 2.15 | . | . | 2.15 | . | 8 | . | . | 8 | . | . | . | . | 0 | 72.351 | 59.602 | NM | 0 | 131.953 | 10104 | 367 | 0 | 0 | 10471 | 0 | 0 | 0 | 0 | 0
2024 | 3 | CA | 11208 | Los Angeles Department of Water & Power | Preliminary | AC | 499.647 | 131.728 | . | . | 631.375 | 81877 | 1686 | . | . | 83563 | . | . | . | . | 0 | . | . | . | . | 0 | 22506.47 | 2984.49 | . | . | 25490.96 | 36.614 | 2.03 | . | . | 38.644 | 4730 | 3 | . | . | 4733 | . | . | . | . | 0 | 8.752 | 1.14 | . | . | 9.892 | 1153 | 5 | . | . | 1158 | . | . | . | . | 0 | . | . | . | . | 0 | . | . | . | . | 0 | . | . | . | . | 0 | . | . | . | . | 0 | . | . | . | . | 0 | . | . | . | . | 0 | 499.647 | 131.728 | NM | 0 | 631.375 | 81877 | 1686 | 0 | 0 | 83563 | 22506.47 | 2984.49 | 0 | 0 | 25490.96
2024 | 3 | CA | 12745 | Modesto Irrigation District | Preliminary | AC | 52.711 | 16.872 | 9.914 | 0 | 79.497 | 10575 | 183 | 55 | 0 | 10813 | . | . | . | . | 0 | . | . | . | . | 0 | . | . | . | . | 0 | 3.472 | 0 | 0.171 | 0 | 3.643 | 463 | 0 | 1 | 0 | 464 | 0 | 0 | 0 | 0 | 0 | . | . | 1.341 | . | 1.341 | . | . | 1 | . | 1 | . | . | 0 | . | 0 | . | . | . | . | 0 | . | . | . | . | 0 | . | . | . | . | 0 | . | . | . | . | 0 | . | . | . | . | 0 | . | . | . | . | 0 | 52.711 | 16.872 | 9.914 | 0 | 79.497 | 10575 | 183 | 55 | 0 | 10813 | 0 | 0 | 0 | 0 | 0
2024 | 3 | CA | 14328 | Pacific Gas & Electric Co. | Preliminary | AC | 5121.55 | 1553.092 | 1270.907 | 0 | 7945.549 | 814227 | 15937 | 5400 | 0 | 835564 | 23.158 | 50.541 | 0.138 | 0 | 73.837 | 5954 | 3889 | 4 | 0 | 9847 | 0 | 0 | 0 | 0 | 0 | 561.21 | 36.267 | 56.533 | 0 | 654.01 | 81697 | 359 | 158 | 0 | 82214 | 0 | 0 | 0 | 0 | 0 | 0.085 | 0 | 0.245 | 0 | 0.33 | 8 | 0 | 2 | 0 | 10 | 0 | 0 | 0 | 0 | 0 | 0.91 | 0.622 | 27.123 | 0 | 28.655 | 164 | 36 | 42 | 0 | 242 | 0 | 0 | 0 | 0 | 0 | 1.243 | 61.177 | 182.835 | 0 | 245.255 | 37 | 92 | 251 | 0 | 380 | 0 | 0 | 0 | 0 | 0 | 5146.861 | 1665.432 | 1481.003 | 0 | 8293.296 | 820382 | 19954 | 5697 | 0 | 846033 | 0 | 0 | 0 | 0 | 0
2024 | 3 | CA | 14354 | PacifiCorp | Preliminary | DC | 5.801 | 5.232 | 2.964 | 0 | 13.997 | 750 | 69 | 21 | 0 | 840 | . | . | . | . | 0 | . | . | . | . | 0 | . | . | . | . | 0 | 0.712 | 0.03 | 0 | 0 | 0.742 | 61 | 1 | 0 | 0 | 62 | 0.895 | 0.01 | 0 | 0 | 0.905 | . | . | . | . | 0 | . | . | . | . | 0 | . | . | . | . | 0 | 0.001 | 0.005 | 0 | 0 | 0.006 | 1 | 2 | 0 | 0 | 3 | . | . | . | . | 0 | 0.011 | 0.066 | 0 | 0 | 0.077 | 2 | 1 | 0 | 0 | 3 | . | . | . | . | 0 | 5.813 | 5.303 | 2.964 | 0 | 14.08 | 753 | 72 | 21 | 0 | 846 | 0 | 0 | 0 | 0 | 0
2024 | 3 | CA | 14534 | City of Pasadena - (CA) | Preliminary | AC | 14.978 | 9.812 | . | . | 24.79 | 2551 | 103 | . | . | 2654 | . | . | . | . | 0 | . | . | . | . | 0 | 48.436 | 47.933 | 0 | 0 | 96.369 | . | . | . | . | 0 | . | . | . | . | 0 | . | . | . | . | 0 | . | . | . | . | 0 | . | . | . | . | 0 | . | . | . | . | 0 | . | . | . | . | 0 | . | . | . | . | 0 | . | . | . | . | 0 | . | . | . | . | 0 | . | . | . | . | 0 | . | . | . | . | 0 | 14.978 | 9.812 | NM | 0 | 24.79 | 2551 | 103 | 0 | 0 | 2654 | 48.436 | 47.933 | 0 | 0 | 96.369
2024 | 3 | CA | 16534 | Sacramento Municipal Util Dist | Preliminary | AC | 238.705 | 84.929 | 38.212 | 0 | 361.846 | 52809 | 1253 | 53 | 0 | 54115 | 0.671 | 0.348 | 0 | 0 | 1.019 | 560 | 43 | 0 | 0 | 603 | . | . | . | . | 0 | 10.787 | 0.063 | 0.5 | . | 11.35 | 1677 | 5 | 1 | . | 1683 | . | . | . | . | 0 | . | . | . | . | 0 | . | . | . | . | 0 | . | . | . | . | 0 | 0.002 | 0 | 0.005 | 0 | 0.007 | 1 | 0 | 1 | 0 | 2 | . | . | . | . | 0 | . | . | . | . | 0 | . | . | . | . | 0 | . | . | . | . | 0 | 239.378 | 85.277 | 38.217 | 0 | 362.872 | 53370 | 1296 | 54 | 0 | 54720 | 0 | 0 | 0 | 0 | 0
2024 | 3 | CA | 16609 | San Diego Gas & Electric Co | Preliminary | AC | 1732.014 | 301.193 | 103.743 | 0 | 2136.95 | 312939 | 5452 | 140 | 0 | 318531 | 22.721 | 6.814 | 3.825 | 0 | 33.36 | 607 | 81 | 6 | 0 | 694 | 0 | 2 | 0 | 0 | 2 | 68.518 | 15.987 | 5.476 | 0 | 89.981 | 10257 | 186 | 7 | 0 | 10450 | 0 | 0 | 0 | 0 | 0 | 0 | 0 | 0 | 0 | 0 | 0 | 0 | 0 | 0 | 0 | 0 | 0 | 0 | 0 | 0 | 0.122 | 0.007 | 1 | 0 | 1.129 | 37 | 3 | 1 | 0 | 41 | 0 | 0 | 0 | 0 | 0 | 0.022 | 14.177 | 15.308 | 0 | 29.507 | 2 | 52 | 21 | 0 | 75 | 0 | 0 | 0 | 0 | 0 | 1754.879 | 322.191 | 123.876 | 0 | 2200.946 | 313585 | 5588 | 168 | 0 | 319341 | 0 | 2 | 0 | 0 | 2
2024 | 3 | CA | 16655 | City of Santa Clara - (CA) | Preliminary | AC | 3.207 | 16.313 | . | . | 19.52 | 826 | 99 | . | . | 925 | . | . | . | . | 0 | . | . | . | . | 0 | . | . | . | . | 0 | . | . | . | . | 0 | . | . | . | . | 0 | . | . | . | . | 0 | . | . | . | . | 0 | . | . | . | . | 0 | . | . | . | . | 0 | . | . | . | . | 0 | . | . | . | . | 0 | . | . | . | . | 0 | . | . | . | . | 0 | . | . | . | . | 0 | . | . | . | . | 0 | 3.207 | 16.313 | NM | 0 | 19.52 | 826 | 99 | 0 | 0 | 925 | 0 | 0 | 0 | 0 | 0
2024 | 3 | CA | 17609 | Southern California Edison Co | Preliminary | AC | 3977.068 | 1019.839 | 289.938 | . | 5286.845 | 643467 | 9314 | 517 | . | 653298 | 8.337 | 46.434 | . | . | 54.771 | 103 | 1152 | . | . | 1255 | . | . | . | . | 0 | 356.865 | 62.444 | 5.857 | . | 425.166 | 54864 | 455 | 16 | . | 55335 | 865.943 | 146.682 | 18.142 | . | 1030.767 | . | . | . | . | 0 | . | . | . | . | 0 | . | . | . | . | 0 | 1.779 | 4.955 | 8.1 | . | 14.834 | 211 | 15 | 7 | . | 233 | . | . | . | . | 0 | 0.721 | 49.285 | 33.703 | . | 83.709 | 76 | 129 | 46 | . | 251 | . | . | . | . | 0 | 3987.905 | 1120.513 | 331.741 | 0 | 5440.159 | 643857 | 10610 | 570 | 0 | 655037 | 0 | 0 | 0 | 0 | 0
2024 | 3 | CA | 17612 | Bear Valley Electric Service | Preliminary | DC | 2.841 | 3.112 | . | . | 5.953 | 588 | 25 | . | . | 613 | . | . | . | . | 0 | . | . | . | . | 0 | . | . | . | . | 0 | . | . | . | . | 0 | . | . | . | . | 0 | . | . | . | . | 0 | . | . | . | . | 0 | . | . | . | . | 0 | . | . | . | . | 0 | 0.069 | 0.01 | . | . | 0.079 | 6 | 1 | . | . | 7 | . | . | . | . | 0 | . | . | . | . | 0 | . | . | . | . | 0 | . | . | . | . | 0 | 2.91 | 3.122 | NM | 0 | 6.032 | 594 | 26 | 0 | 0 | 620 | 0 | 0 | 0 | 0 | 0
2024 | 3 | CA | 18260 | Surprise Valley Electrification | Preliminary | AC | 0.137 | 0.028 | . | . | 0.165 | 14 | 3 | . | . | 17 | . | . | . | . | 0 | . | . | . | . | 0 | . | . | . | . | 0 | . | . | . | . | 0 | . | . | . | . | 0 | . | . | . | . | 0 | . | . | . | . | 0 | . | . | . | . | 0 | . | . | . | . | 0 | . | . | . | . | 0 | . | . | . | . | 0 | . | . | . | . | 0 | . | . | . | . | 0 | . | . | . | . | 0 | . | . | . | . | 0 | 0.137 | 0.028 | NM | 0 | 0.165 | 14 | 3 | 0 | 0 | 17 | 0 | 0 | 0 | 0 | 0
2024 | 3 | CA | 19281 | Turlock Irrigation District | Preliminary | AC | 26.555 | 12.931 | 19.055 | . | 58.541 | 4412 | 81 | 109 | . | 4602 | 0.063 | 0 | 3.634 | . | 3.697 | 3 | 0 | 10 | . | 13 | . | . | . | . | 0 | . | . | . | . | 0 | . | . | . | . | 0 | . | . | . | . | 0 | . | . | . | . | 0 | . | . | . | . | 0 | . | . | . | . | 0 | . | . | . | . | 0 | . | . | . | . | 0 | . | . | . | . | 0 | . | . | . | . | 0 | . | . | . | . | 0 | . | . | . | . | 0 | 26.618 | 12.931 | 22.689 | 0 | 62.238 | 4415 | 81 | 119 | 0 | 4615 | 0 | 0 | 0 | 0 | 0
2024 | 3 | CA | 99999 | Adjustment 2024 | Preliminary |  | 228.137 | 145.438 | 3.366 | 0 | 376.941 | . | . | . | . | . | . | . | . | . | 0 | . | . | . | . | . | . | . | . | . | . | -0.124 | -0.005 | 0 | 0 | -0.129 | . | . | . | . | . | . | . | . | . | . | . | . | . | . | 0 | . | . | . | . | . | . | . | . | . | . | . | . | . | . | . | . | . | . | . | . | . | . | . | . | . | . | . | . | . | . | . | . | . | . | . | . | . | . | . | . | 228.137 | 145.438 | 3.366 | 0 | 376.941 | . | . | . | . | . | . | . | . | . | .
2024 | 3 | CO | 3989 | City of Colorado Springs - (CO) | Preliminary | AC | 39.554 | 2.138 | 0 | 0 | 41.692 | 8665 | 552 | 0 | 0 | 9217 | 0.72 | 3.201 | 0 | 0 | 3.921 | 382 | 66 | 0 | 0 | 448 | . | . | . | . | 0 | 1.627 | 0.088 | . | . | 1.715 | 232 | 14 | . | . | 246 | 3189.841 | 171.853 | . | . | 3361.694 | . | . | . | . | 0 | . | . | . | . | 0 | . | . | . | . | 0 | . | . | . | . | 0 | . | . | . | . | 0 | . | . | . | . | 0 | . | . | . | . | 0 | . | . | . | . | 0 | . | . | . | . | 0 | 40.274 | 5.339 | NM | 0 | 45.613 | 9047 | 618 | 0 | 0 | 9665 | 0 | 0 | 0 | 0 | 0
2024 | 3 | CO | 6604 | City of Fort Collins - (CO) | Preliminary | DC | 22.463 | 2.264 | 3.779 | . | 28.506 | 3645 | 78 | 24 | . | 3747 | 0.741 | . | . | . | 0.741 | 314 | . | . | . | 314 | . | . | . | . | 0 | 1.144 | 0.122 | . | . | 1.266 | 160 | 2 | . | . | 162 | 2.85 | 0.372 | . | . | 3.222 | . | 0.015 | . | . | 0.015 | . | 1 | . | . | 1 | . | 0.041 | . | . | 0.041 | 0.001 | . | . | . | 0.001 | 1 | . | . | . | 1 | . | . | . | . | 0 | . | . | 1.976 | . | 1.976 | . | . | 6 | . | 6 | . | . | . | . | 0 | 23.205 | 2.264 | 5.755 | 0 | 31.224 | 3960 | 78 | 30 | 0 | 4068 | 0 | 0 | 0 | 0 | 0
2024 | 3 | CO | 9336 | CORE Electric Cooperative | Preliminary | AC | 53.412 | 0.955 | 0.431 | . | 54.798 | 9273 | 32 | 3 | . | 9308 | . | . | . | . | 0 | . | . | . | . | 0 | . | . | . | . | 0 | . | . | . | . | 0 | . | . | . | . | 0 | . | . | . | . | 0 | . | . | . | . | 0 | . | . | . | . | 0 | . | . | . | . | 0 | 0.042 | . | . | . | 0.042 | 15 | . | . | . | 15 | . | . | . | . | 0 | 0.012 | . | . | . | 0.012 | 2 | . | . | . | 2 | . | . | . | . | 0 | 53.466 | 0.955 | 0.431 | 0 | 54.852 | 9290 | 32 | 3 | 0 | 9325 | 0 | 0 | 0 | 0 | 0
2024 | 3 | CO | 10066 | K C Electric Association | Preliminary | DC | 0.203 | 0.232 | 0.034 | 0 | 0.469 | 22 | 14 | 2 | 0 | 38 | . | . | . | . | 0 | . | . | . | . | 0 | . | . | . | . | 0 | . | . | . | . | 0 | . | . | . | . | 0 | . | . | . | . | 0 | . | . | . | . | 0 | . | . | . | . | 0 | . | . | . | . | 0 | 0.01 | . | . | . | 0.01 | 1 | . | . | . | 1 | . | . | . | . | 0 | . | . | . | . | 0 | . | . | . | . | 0 | . | . | . | . | 0 | 0.213 | 0.232 | 0.034 | 0 | 0.479 | 23 | 14 | 2 | 0 | 39 | 0 | 0 | 0 | 0 | 0
2024 | 3 | CO | 12866 | Moon Lake Electric Assn Inc | Preliminary | AC | 0.026 | 0.1 | 0 | 0 | 0.126 | 4 | 5 | 0 | 0 | 9 | 0 | 0 | 0 | 0 | 0 | 0 | 0 | 0 | 0 | 0 | 0 | 0 | 0 | 0 | 0 | . | . | . | . | 0 | . | . | . | . | 0 | . | . | . | . | 0 | . | . | . | . | 0 | . | . | . | . | 0 | . | . | . | . | 0 | . | . | . | . | 0 | . | . | . | . | 0 | . | . | . | . | 0 | . | . | . | . | 0 | . | . | . | . | 0 | . | . | . | . | 0 | 0.026 | 0.1 | NM | 0 | 0.126 | 4 | 5 | 0 | 0 | 9 | 0 | 0 | 0 | 0 | 0
2024 | 3 | CO | 15257 | Poudre Valley REA, Inc | Preliminary | DC | 16.572 | 0.245 | 0.032 | . | 16.849 | 2040 | 12 | 2 | . | 2054 | 2.51 | . | . | . | 2.51 | 405 | . | . | . | 405 | . | . | . | . | 0 | . | . | . | . | 0 | . | . | . | . | 0 | . | . | . | . | 0 | . | . | . | . | 0 | . | . | . | . | 0 | . | . | . | . | 0 | . | . | . | . | 0 | . | . | . | . | 0 | . | . | . | . | 0 | . | . | . | . | 0 | . | . | . | . | 0 | . | . | . | . | 0 | 19.082 | 0.245 | 0.032 | 0 | 19.359 | 2445 | 12 | 2 | 0 | 2459 | 0 | 0 | 0 | 0 | 0
2024 | 3 | CO | 15466 | Public Service Co of Colorado | Preliminary | DC | 609.922 | 211.484 | 10.981 | 0 | 832.387 | 103639 | 3169 | 11 | 0 | 106819 | . | . | . | . | 0 | . | . | . | . | 0 | . | . | . | . | 0 | . | . | . | . | 0 | . | . | . | . | 0 | . | . | . | . | 0 | . | . | . | . | 0 | . | . | . | . | 0 | . | . | . | . | 0 | . | . | . | . | 0 | . | . | . | . | 0 | . | . | . | . | 0 | . | . | . | . | 0 | . | . | . | . | 0 | . | . | . | . | 0 | 609.922 | 211.484 | 10.981 | 0 | 832.387 | 103639 | 3169 | 11 | 0 | 106819 | 0 | 0 | 0 | 0 | 0
2024 | 3 | CO | 16603 | San Luis Valley R E C, Inc | Preliminary | AC | 1.703 | 0.844 | 1.714 | . | 4.261 | 245 | 41 | 71 | . | 357 | . | . | . | . | 0 | . | . | . | . | 0 | . | . | . | . | 0 | . | . | . | . | 0 | . | . | . | . | 0 | . | . | . | . | 0 | . | . | . | . | 0 | . | . | . | . | 0 | . | . | . | . | 0 | 0.003 | . | . | . | 0.003 | 2 | . | . | . | 2 | . | . | . | . | 0 | . | . | . | . | 0 | . | . | . | . | 0 | . | . | . | . | 0 | 1.706 | 0.844 | 1.714 | 0 | 4.264 | 247 | 41 | 71 | 0 | 359 | 0 | 0 | 0 | 0 | 0
2024 | 3 | CO | 19499 | United Power, Inc | Preliminary | AC | 69.738 | 2.662 | 0.046 | 0 | 72.446 | 11932 | 44 | 1 | 0 | 11977 | 0.015 | 0.003 | 0.003 | 0 | 0.021 | 24 | 3 | 1 | 0 | 28 | . | . | . | . | 0 | . | . | . | . | 0 | . | . | . | . | 0 | . | . | . | . | 0 | . | . | . | . | 0 | . | . | . | . | 0 | . | . | . | . | 0 | 0.022 | 0.012 | 0 | 0 | 0.034 | 8 | 2 | 0 | 0 | 10 | . | . | . | . | 0 | . | . | . | . | 0 | . | . | . | . | 0 | . | . | . | . | 0 | 69.775 | 2.677 | 0.049 | 0 | 72.501 | 11964 | 49 | 2 | 0 | 12015 | 0 | 0 | 0 | 0 | 0
2024 | 3 | CO | 27058 | High West Energy, Inc | Preliminary | AC | 0.02 | . | . | . | 0.02 | 10 | . | . | . | 10 | . | . | . | . | 0 | . | . | . | . | 0 | . | . | . | . | 0 | . | . | . | . | 0 | . | . | . | . | 0 | . | . | . | . | 0 | . | . | . | . | 0 | . | . | . | . | 0 | . | . | . | . | 0 | . | . | . | . | 0 | . | . | . | . | 0 | . | . | . | . | 0 | . | . | . | . | 0 | . | . | . | . | 0 | . | . | . | . | 0 | 0.02 | NM | NM | 0 | 0.02 | 10 | 0 | 0 | 0 | 10 | 0 | 0 | 0 | 0 | 0
2024 | 3 | CO | 56146 | Black Hills Colorado Electric, LLC | Preliminary | DC | 56.31 | 13.764 | 21 | 0 | 91.074 | 8252 | 248 | 3 | 0 | 8503 | 8.738 | 4.882 | 0 | 0 | 13.62 | 450 | 251 | 0 | 0 | 701 | . | . | . | . | 0 | . | . | . | . | 0 | . | . | . | . | 0 | . | . | . | . | 0 | . | . | . | . | 0 | . | . | . | . | 0 | . | . | . | . | 0 | 0.006 | . | 1.8 | . | 1.806 | 3 | . | 1 | . | 4 | . | . | . | . | 0 | . | . | . | . | 0 | . | . | . | . | 0 | . | . | . | . | 0 | 65.054 | 18.646 | 22.8 | 0 | 106.5 | 8705 | 499 | 4 | 0 | 9208 | 0 | 0 | 0 | 0 | 0
2024 | 3 | CO | 99999 | Adjustment 2024 | Preliminary |  | -19.798 | -31.597 | -5.501 | 0 | -56.896 | . | . | . | . | . | -2.091 | -0.852 | 0 | 0 | -2.942 | . | . | . | . | . | . | . | . | . | . | -0.2 | -0.021 | . | . | -0.221 | . | . | . | . | . | . | . | . | . | . | . | -0.003 | . | . | -0.003 | . | . | . | . | . | . | . | . | . | . | . | . | . | . | . | . | . | . | . | . | . | . | . | . | . | . | . | . | . | . | . | . | . | . | . | . | . | . | . | . | -21.889 | -32.449 | -5.501 | 0 | -59.839 | . | . | . | . | . | . | . | . | . | .
2024 | 3 | CT | 4176 | Connecticut Light & Power Co | Preliminary | AC | 566.158 | 207.563 | 29.644 | . | 803.365 | 73745 | 1904 | 92 | . | 75741 | . | 71.087 | . | . | 71.087 | . | 335 | . | . | 335 | . | . | . | . | 0 | . | . | . | . | 0 | . | . | . | . | 0 | . | . | . | . | 0 | . | . | . | . | 0 | . | . | . | . | 0 | . | . | . | . | 0 | 0.086 | 0.013 | . | . | 0.099 | 17 | 4 | . | . | 21 | . | . | . | . | 0 | 0.367 | 46.582 | 10.695 | . | 57.644 | 22 | 90 | 17 | . | 129 | . | . | . | . | 0 | 566.611 | 325.245 | 40.339 | 0 | 932.195 | 73784 | 2333 | 109 | 0 | 76226 | 0 | 0 | 0 | 0 | 0
2024 | 3 | CT | 7716 | Groton Dept of Utilities - (CT) | Preliminary | AC | 4.16 | 0.291 | 0 | 0 | 4.451 | 809 | 6 | 0 | 0 | 815 | 0 | 0 | 0 | 0 | 0 | 0 | 0 | 0 | 0 | 0 | 219.885 | 6.116 | 0 | 0 | 226.001 | 0 | 0 | 0 | 0 | 0 | 0 | 0 | 0 | 0 | 0 | 0 | 0 | 0 | 0 | 0 | 0 | 0 | 0 | 0 | 0 | 0 | 0 | 0 | 0 | 0 | 0 | 0 | 0 | 0 | 0 | 0 | 0 | 0 | 0 | 0 | 0 | 0 | 0 | 0 | 0 | 0 | 0 | 0 | 0 | 0 | 0 | 0 | 0 | 0 | 0 | 0 | 0 | 0 | 0 | 0 | 0 | 0 | 0 | 0 | 0 | 4.16 | 0.291 | NM | 0 | 4.451 | 809 | 6 | 0 | 0 | 815 | 219.885 | 6.116 | 0 | 0 | 226.001
2024 | 3 | CT | 19497 | United Illuminating Co | Preliminary | AC | 139.173 | 56.181 | 7.674 | . | 203.028 | 21824 | 413 | 47 | . | 22284 | 0 | 5.52 | . | . | 5.52 | 0 | 6 | . | . | 6 | 7093.065 | 2694.691 | 147.119 | . | 9934.875 | 0.023 | . | . | . | 0.023 | 1 | . | . | . | 1 | 0.015 | . | . | . | 0.015 | 0.013 | . | . | . | 0.013 | 4 | . | . | . | 4 | 0.053 | . | . | . | 0.053 | . | 0.03 | 0.1 | . | 0.13 | . | 1 | 1 | . | 2 | . | 0 | 1.76 | . | 1.76 | . | 27.855 | 4.21 | . | 32.065 | . | 31 | 3 | . | 34 | . | 1971.045 | 1.5 | . | 1972.545 | 139.173 | 89.586 | 11.984 | 0 | 240.743 | 21824 | 451 | 51 | 0 | 22326 | 7093.065 | 4665.736 | 150.379 | 0 | 11909.18
2024 | 3 | CT | 20038 | Town of Wallingford - (CT) | Preliminary | AC | 0.434 | 0.827 | . | . | 1.261 | 52 | 5 | . | . | 57 | . | . | . | . | 0 | . | . | . | . | 0 | 1.781 | 3.528 | . | . | 5.309 | . | . | . | . | 0 | . | . | . | . | 0 | . | . | . | . | 0 | . | . | . | . | 0 | . | . | . | . | 0 | . | . | . | . | 0 | . | . | . | . | 0 | . | . | . | . | 0 | . | . | . | . | 0 | . | . | . | . | 0 | . | . | . | . | 0 | . | . | . | . | 0 | 0.434 | 0.827 | NM | 0 | 1.261 | 52 | 5 | 0 | 0 | 57 | 1.781 | 3.528 | 0 | 0 | 5.309
2024 | 3 | CT | 99999 | Adjustment 2024 | Preliminary |  | 0.177 | 0.299 | . | . | 0.476 | . | . | . | . | . | . | . | . | . | . | . | . | . | . | . | . | . | . | . | . | . | . | . | . | . | . | . | . | . | . | . | . | . | . | . | . | . | . | . | . | . | . | . | . | . | . | . | . | . | . | . | . | . | . | . | . | . | . | . | . | . | . | . | . | . | . | . | . | . | . | . | . | . | . | . | . | . | . | . | . | 0.177 | 0.299 | . | . | 0.476 | . | . | . | . | . | . | . | . | . | .
2024 | 3 | DC | 15270 | Potomac Electric Power Co | Preliminary | AC | 95.431 | 55.937 | . | . | 151.368 | 15342 | 804 | . | . | 16146 | 0.014 | 0.149 | . | . | 0.163 | 1 | 3 | . | . | 4 | . | . | . | . | 0 | . | . | . | . | 0 | . | . | . | . | 0 | . | . | . | . | 0 | . | . | . | . | 0 | . | . | . | . | 0 | . | . | . | . | 0 | . | . | . | . | 0 | . | . | . | . | 0 | . | . | . | . | 0 | . | . | . | . | 0 | . | . | . | . | 0 | . | . | . | . | 0 | 95.445 | 56.086 | NM | 0 | 151.531 | 15343 | 807 | 0 | 0 | 16150 | 0 | 0 | 0 | 0 | 0
2024 | 3 | DC | 99999 | Adjustment 2024 | Preliminary |  | . | . | . | . | . | . | . | . | . | . | . | . | . | . | . | . | . | . | . | . | . | . | . | . | . | . | . | . | . | . | . | . | . | . | . | . | . | . | . | . | . | . | . | . | . | . | . | . | . | . | . | . | . | . | . | . | . | . | . | . | . | . | . | . | . | . | . | . | . | . | . | . | . | . | . | . | . | . | . | . | . | . | . | . | . | . | . | . | . | . | . | . | . | . | . | . | . | . | . | .
2024 | 3 | DE | 5027 | Delmarva Power | Preliminary | AC | 72.158 | 19.12 | 4.882 | 0 | 96.16 | 9094 | 307 | 9 | 0 | 9410 | . | . | . | . | 0 | . | . | . | . | 0 | . | . | . | . | 0 | . | . | . | . | 0 | . | . | . | . | 0 | . | . | . | . | 0 | . | . | . | . | 0 | . | . | . | . | 0 | . | . | . | . | 0 | 0.064 | 0.035 | 0 | 0 | 0.099 | 10 | 5 | 0 | 0 | 15 | . | . | . | . | 0 | 0 | 1.45 | 0 | 0 | 1.45 | 0 | 2 | 0 | 0 | 2 | . | . | . | . | 0 | 72.222 | 20.605 | 4.882 | 0 | 97.709 | 9104 | 314 | 9 | 0 | 9427 | 0 | 0 | 0 | 0 | 0
2024 | 3 | DE | 5070 | Delaware Electric Cooperative | Preliminary | DC | 24.597 | 7.62 | . | . | 32.217 | 2965 | 128 | . | . | 3093 | . | . | . | . | 0 | . | . | . | . | 0 | . | . | . | . | 0 | . | . | . | . | 0 | . | . | . | . | 0 | . | . | . | . | 0 | . | . | . | . | 0 | . | . | . | . | 0 | . | . | . | . | 0 | 0.018 | 0.005 | . | . | 0.023 | 7 | 1 | . | . | 8 | . | . | . | . | 0 | . | . | . | . | 0 | . | . | . | . | 0 | . | . | . | . | 0 | 24.615 | 7.625 | NM | 0 | 32.24 | 2972 | 129 | 0 | 0 | 3101 | 0 | 0 | 0 | 0 | 0
2024 | 3 | DE | 5335 | City of Dover - (DE) | Preliminary | AC | 3.968 | 1.862 | 0 | 0 | 5.83 | 520 | 30 | 0 | 0 | 550 | . | . | . | . | 0 | . | . | . | . | 0 | . | . | . | . | 0 | . | . | . | . | 0 | . | . | . | . | 0 | . | . | . | . | 0 | . | . | . | . | 0 | . | . | . | . | 0 | . | . | . | . | 0 | . | . | . | . | 0 | . | . | . | . | 0 | . | . | . | . | 0 | . | . | . | . | 0 | . | . | . | . | 0 | . | . | . | . | 0 | 3.968 | 1.862 | NM | 0 | 5.83 | 520 | 30 | 0 | 0 | 550 | 0 | 0 | 0 | 0 | 0
2024 | 3 | DE | 13519 | City of Newark - (DE) | Preliminary | AC | 1.576 | 0.261 | 1.458 | 0 | 3.295 | 190 | 13 | 5 | 0 | 208 | . | . | . | . | 0 | . | . | . | . | 0 | . | . | . | . | 0 | . | . | . | . | 0 | . | . | . | . | 0 | . | . | . | . | 0 | . | . | . | . | 0 | . | . | . | . | 0 | . | . | . | . | 0 | . | . | . | . | 0 | . | . | . | . | 0 | . | . | . | . | 0 | . | 0.5 | . | . | 0.5 | . | 1 | . | . | 1 | . | . | . | . | 0 | 1.576 | 0.761 | 1.458 | 0 | 3.795 | 190 | 14 | 5 | 0 | 209 | 0 | 0 | 0 | 0 | 0
2024 | 3 | DE | 99999 | Adjustment 2024 | Preliminary |  | 4.504 | -0.153 | NM | . | 11.226 | . | . | . | . | . | . | . | . | . | 0 | . | . | . | . | . | . | . | . | . | . | . | . | . | . | 0 | . | . | . | . | . | . | . | . | . | . | . | . | . | . | 0 | . | . | . | . | . | . | . | . | . | . | . | . | . | . | . | . | . | . | . | . | . | . | . | . | . | . | . | . | . | . | . | . | . | . | . | . | . | . | . | . | 4.504 | -0.153 | NM | . | 11.226 | . | . | . | . | . | . | . | . | . | .
2024 | 3 | FL | 6452 | Florida Power & Light Co | Preliminary | AC | 882.956 | 66.076 | 32.416 | . | 981.448 | 96932 | 860 | 718 | . | 98510 | . | . | . | . | 0 | . | . | . | . | 0 | 51244.215 | 2123.127 | 468.628 | . | 53835.97 | . | . | . | . | 0 | . | . | . | . | 0 | . | . | . | . | 0 | . | . | . | . | 0 | . | . | . | . | 0 | . | . | . | . | 0 | 0.019 | 0.019 | 0.042 | . | 0.08 | 6 | 8 | 4 | . | 18 | 0.294 | 0.177 | . | . | 0.471 | . | . | 5.949 | . | 5.949 | . | . | 4 | . | 4 | . | . | . | . | 0 | 882.975 | 66.095 | 38.407 | 0 | 987.477 | 96938 | 868 | 726 | 0 | 98532 | 51244.509 | 2123.304 | 468.628 | 0 | 53836.441
2024 | 3 | FL | 6455 | Duke Energy Florida, LLC | Preliminary | AC | 755.001 | 47.262 | 11.608 | . | 813.871 | 86221 | 839 | 29 | . | 87089 | . | . | . | . | 0 | . | . | . | . | 0 | . | . | . | . | 0 | . | . | . | . | 0 | . | . | . | . | 0 | . | . | . | . | 0 | . | . | . | . | 0 | . | . | . | . | 0 | . | . | . | . | 0 | 0.002 | 0.001 | 0 | 0 | 0.003 | 1 | 1 | 0 | 0 | 2 | . | . | . | . | 0 | . | 0.2 | 0.2 | . | 0.4 | . | 1 | 1 | . | 2 | . | . | . | . | 0 | 755.003 | 47.463 | 11.808 | 0 | 814.274 | 86222 | 841 | 30 | 0 | 87093 | 0 | 0 | 0 | 0 | 0
2024 | 3 | FL | 6457 | Florida Public Utilities Co | Preliminary | AC | 2.642 | 1.307 | 0 | 0 | 3.949 | 562 | 10 | 0 | 0 | 572 | 0 | 0 | 0 | 0 | 0 | 0 | 0 | 0 | 0 | 0 | 0 | 0 | 0 | 0 | 0 | 0 | 0 | 0 | 0 | 0 | 0 | 0 | 0 | 0 | 0 | 0 | 0 | 0 | 0 | 0 | 0 | 0 | 0 | 0 | 0 | 0 | 0 | 0 | 0 | 0 | 0 | 0 | 0 | 0 | 0 | 0 | 0 | 0 | 0 | 0 | 0 | 0 | 0 | 0 | 0 | 0 | 0 | 0 | 0 | 0 | 0 | 0 | 0 | 0 | 0 | 0 | 0 | 0 | 0 | 0 | 0 | 0 | 0 | 0 | 0 | 2.642 | 1.307 | NM | 0 | 3.949 | 562 | 10 | 0 | 0 | 572 | 0 | 0 | 0 | 0 | 0
2024 | 3 | FL | 9617 | JEA | Preliminary | DC | 49.367 | 9.555 | . | . | 58.922 | 5657 | 119 | . | . | 5776 | . | . | . | . | 0 | . | . | . | . | 0 | 2112.387 | 329.615 | . | . | 2442.002 | . | . | . | . | 0 | . | . | . | . | 0 | . | . | . | . | 0 | . | . | . | . | 0 | . | . | . | . | 0 | . | . | . | . | 0 | . | . | . | . | 0 | . | . | . | . | 0 | . | . | . | . | 0 | . | . | . | . | 0 | . | . | . | . | 0 | . | . | . | . | 0 | 49.367 | 9.555 | NM | 0 | 58.922 | 5657 | 119 | 0 | 0 | 5776 | 2112.387 | 329.615 | 0 | 0 | 2442.002
2024 | 3 | FL | 18454 | Tampa Electric Co | Preliminary | DC | 290.697 | 29.684 | 0.74 | 0 | 321.121 | 25796 | 275 | 3 | 0 | 26074 | 30.8 | 1 | 0 | 0 | 31.8 | 756 | 46 | 0 | 0 | 802 | 13444.51 | 718.174 | 37.443 | 0 | 14200.127 | 11.376 | 0.029 | 0 | 0 | 11.405 | 1190 | 1 | 0 | 0 | 1191 | 0 | 0 | 0 | 0 | 0 | 0 | 0 | 0 | 0 | 0 | 0 | 0 | 0 | 0 | 0 | 0 | 0 | 0 | 0 | 0 | 0 | 0 | 0 | 0 | 0 | 0 | 0 | 0 | 0 | 0 | 0 | 0 | 0 | 0 | 0 | 0 | 0.05 | 0 | 0 | 0.05 | 0 | 1 | 0 | 0 | 1 | 0 | 0 | 0 | 0 | 0 | 321.497 | 30.734 | 0.74 | 0 | 352.971 | 26552 | 322 | 3 | 0 | 26877 | 13444.51 | 718.174 | 37.443 | 0 | 14200.127
2024 | 3 | FL | 99999 | Adjustment 2024 | Preliminary |  | 203.038 | 22.617 | 0.237 | 0 | 225.892 | . | . | . | . | . | -5.372 | -0.174 | 0 | 0 | -5.546 | . | . | . | . | . | . | . | . | . | . | -1.984 | -0.005 | 0 | 0 | -1.989 | . | . | . | . | . | . | . | . | . | . | 0 | 0 | 0 | 0 | 0 | . | . | . | . | . | . | . | . | . | . | . | . | . | . | . | . | . | . | . | . | . | . | . | . | . | . | . | . | . | . | . | . | . | . | . | . | . | . | . | . | 197.666 | 22.442 | 0.237 | 0 | 220.346 | . | . | . | . | . | . | . | . | . | .
2024 | 3 | GA | 3916 | Cobb Electric Membership Corp | Preliminary | AC | 3.753 | 3.541 | . | . | 7.294 | 579 | 43 | . | . | 622 | . | . | . | . | 0 | . | . | . | . | 0 | 20.019 | 0.054 | . | . | 20.073 | . | 1 | . | . | 1 | . | 1 | . | . | 1 | . | 4 | . | . | 4 | . | . | . | . | 0 | . | . | . | . | 0 | . | . | . | . | 0 | . | . | . | . | 0 | . | . | . | . | 0 | . | . | . | . | 0 | . | . | . | . | 0 | . | . | . | . | 0 | . | . | . | . | 0 | 3.753 | 3.541 | NM | 0 | 7.294 | 579 | 43 | 0 | 0 | 622 | 20.019 | 0.054 | 0 | 0 | 20.073
2024 | 3 | GA | 7140 | Georgia Power Co | Preliminary | AC | 66.162 | 21.09 | 3.273 | . | 90.525 | 10105 | 447 | 34 | . | 10586 | . | . | . | . | 0 | . | . | . | . | 0 | . | . | . | . | 0 | . | . | . | . | 0 | . | . | . | . | 0 | . | . | . | . | 0 | . | . | . | . | 0 | . | . | . | . | 0 | . | . | . | . | 0 | . | . | . | . | 0 | . | . | . | . | 0 | . | . | . | . | 0 | . | . | . | . | 0 | . | . | . | . | 0 | . | . | . | . | 0 | 66.162 | 21.09 | 3.273 | 0 | 90.525 | 10105 | 447 | 34 | 0 | 10586 | 0 | 0 | 0 | 0 | 0
2024 | 3 | GA | 9601 | Jackson Electric Member Corp - (GA) | Preliminary | DC | 8.138 | 3.557 | . | . | 11.695 | 1026 | 29 | . | . | 1055 | . | . | . | . | 0 | . | . | . | . | 0 | 352.6 | 91.911 | . | . | 444.511 | . | . | . | . | 0 | . | . | . | . | 0 | . | . | . | . | 0 | . | . | . | . | 0 | . | . | . | . | 0 | . | . | . | . | 0 | . | . | . | . | 0 | . | . | . | . | 0 | . | . | . | . | 0 | . | . | . | . | 0 | . | . | . | . | 0 | . | . | . | . | 0 | 8.138 | 3.557 | NM | 0 | 11.695 | 1026 | 29 | 0 | 0 | 1055 | 352.6 | 91.911 | 0 | 0 | 444.511
2024 | 3 | GA | 99999 | Adjustment 2024 | Preliminary |  | NM | 5.031 | 1.499 | . | NM | . | . | . | . | . | . | . | . | . | 0 | . | . | . | . | . | . | . | . | . | . | . | . | . | . | 0 | . | . | . | . | . | . | . | . | . | . | . | . | . | . | 0 | . | . | . | . | . | . | . | . | . | . | . | . | . | . | . | . | . | . | . | . | . | . | . | . | . | . | . | . | . | . | . | . | . | . | . | . | . | . | . | . | NM | 5.031 | 1.499 | . | NM | . | . | . | . | . | . | . | . | . | .
2024 | 3 | HI | 8287 | Hawaii Electric Light Co Inc | Preliminary | AC | 77.708 | 21.878 | 1.431 | . | 101.017 | 13787 | 750 | 31 | . | 14568 | . | . | . | . | 0 | . | . | . | . | 0 | . | . | . | . | 0 | 15.842 | 1.23 | 0.003 | . | 17.075 | 2133 | 34 | 1 | . | 2168 | 37.497 | 2.005 | 0 | . | 39.502 | . | . | . | . | 0 | . | . | . | . | 0 | . | . | . | . | 0 | 0.05 | . | 0.167 | . | 0.217 | 15 | . | 3 | . | 18 | . | . | . | . | 0 | . | . | 0.049 | . | 0.049 | . | . | 1 | . | 1 | . | . | . | . | 0 | 77.758 | 21.878 | 1.647 | 0 | 101.283 | 13802 | 750 | 35 | 0 | 14587 | 0 | 0 | 0 | 0 | 0
2024 | 3 | HI | 10071 | Kauai Island Utility Cooperative | Preliminary | AC | 25.447 | 10.826 | 0 | 0 | 36.273 | 5715 | 413 | 0 | 0 | 6128 | 0 | 0 | 0 | 0 | 0 | 0 | 0 | 0 | 0 | 0 | 1407.883 | 370.631 | 0 | 0 | 1778.514 | 13.29 | 1.749 | 0 | 0 | 15.039 | 1843 | 41 | 0 | 0 | 1884 | 34.22 | 4.411 | 0 | 0 | 38.631 | 0 | 0 | 0 | 0 | 0 | 0 | 0 | 0 | 0 | 0 | 0 | 0 | 0 | 0 | 0 | 0.01 | 0.001 | 0 | 0 | 0.011 | 6 | 1 | 0 | 0 | 7 | 0.211 | 0 | 0 | 0 | 0.211 | 0 | 0 | 0 | 0 | 0 | 0 | 0 | 0 | 0 | 0 | 0 | 0 | 0 | 0 | 0 | 25.457 | 10.827 | NM | 0 | 36.284 | 5721 | 414 | 0 | 0 | 6135 | 1408.094 | 370.631 | 0 | 0 | 1778.725
2024 | 3 | HI | 11843 | Maui Electric Co Ltd | Preliminary | AC | 68.601 | 29.127 | . | . | 97.728 | 12684 | 1031 | . | . | 13715 | . | . | . | . | 0 | . | . | . | . | 0 | . | . | . | . | 0 | 14.651 | 1.129 | . | . | 15.78 | 1838 | 39 | . | . | 1877 | 38.53 | 2.737 | . | . | 41.267 | . | . | . | . | 0 | . | . | . | . | 0 | . | . | . | . | 0 | 0.021 | 0.057 | . | . | 0.078 | 7 | 5 | . | . | 12 | . | . | . | . | 0 | . | . | . | . | 0 | . | . | . | . | 0 | . | . | . | . | 0 | 68.622 | 29.184 | NM | 0 | 97.806 | 12691 | 1036 | 0 | 0 | 13727 | 0 | 0 | 0 | 0 | 0
2024 | 3 | HI | 19547 | Hawaiian Electric Co Inc | Preliminary | AC | 322.812 | 66.745 | . | . | 389.557 | 62425 | 1800 | . | . | 64225 | . | . | . | . | 0 | . | . | . | . | 0 | . | . | . | . | 0 | 82.221 | 0.781 | . | . | 83.002 | 10525 | 34 | . | . | 10559 | 220.563 | 2.64 | . | . | 223.203 | . | . | . | . | 0 | . | . | . | . | 0 | . | . | . | . | 0 | 0.001 | 0.024 | . | . | 0.025 | 1 | 3 | . | . | 4 | . | . | . | . | 0 | . | . | . | . | 0 | . | . | . | . | 0 | . | . | . | . | 0 | 322.813 | 66.769 | NM | 0 | 389.582 | 62426 | 1803 | 0 | 0 | 64229 | 0 | 0 | 0 | 0 | 0
2024 | 3 | HI | 99999 | Adjustment 2024 | Preliminary |  | . | . | . | . | . | . | . | . | . | . | . | . | . | . | . | . | . | . | . | . | . | . | . | . | . | . | . | . | . | . | . | . | . | . | . | . | . | . | . | . | . | . | . | . | . | . | . | . | . | . | . | . | . | . | . | . | . | . | . | . | . | . | . | . | . | . | . | . | . | . | . | . | . | . | . | . | . | . | . | . | . | . | . | . | . | . | . | . | . | . | . | . | . | . | . | . | . | . | . | .
2024 | 3 | IA | 9417 | Interstate Power and Light Co | Preliminary | AC | 72.68 | 100.502 | 1.693 | . | 174.875 | 8809 | 2866 | 14 | . | 11689 | . | . | . | . | 0 | . | . | . | . | 0 | . | . | . | . | 0 | . | . | . | . | 0 | . | . | . | . | 0 | . | . | . | . | 0 | . | . | . | . | 0 | . | . | . | . | 0 | . | . | . | . | 0 | 0.304 | 3.907 | 0.01 | . | 4.221 | 41 | 61 | 1 | . | 103 | . | . | . | . | 0 | . | 0.4 | . | . | 0.4 | . | 1 | . | . | 1 | . | . | . | . | 0 | 72.984 | 104.809 | 1.703 | 0 | 179.496 | 8850 | 2928 | 15 | 0 | 11793 | 0 | 0 | 0 | 0 | 0
2024 | 3 | IA | 12341 | MidAmerican Energy Co | Preliminary | AC | 33.071 | 23.761 | 6.882 | . | 63.714 | 4080 | 537 | 25 | . | 4642 | . | . | . | . | 0 | . | . | . | . | 0 | 2181.856 | 796.549 | 90.498 | . | 3068.903 | . | . | . | . | 0 | . | . | . | . | 0 | . | . | . | . | 0 | . | . | . | . | 0 | . | . | . | . | 0 | . | . | . | . | 0 | 0.403 | 0.78 | 0.114 | . | 1.297 | 42 | 19 | 2 | . | 63 | 9.181 | 13.68 | 0 | . | 22.861 | . | . | 2 | . | 2 | . | . | 1 | . | 1 | . | . | 0 | . | 0 | 33.474 | 24.541 | 8.996 | 0 | 67.011 | 4122 | 556 | 28 | 0 | 4706 | 2191.037 | 810.229 | 90.498 | 0 | 3091.764
2024 | 3 | IA | 99999 | Adjustment 2024 | Preliminary |  | 43.782 | 16.106 | 1.531 | . | 61.419 | . | . | . | . | . | . | . | . | . | . | . | . | . | . | . | . | . | . | . | . | . | . | . | . | . | . | . | . | . | . | . | . | . | . | . | . | . | . | . | . | . | . | . | . | . | . | . | . | . | . | . | . | . | . | . | . | . | . | . | . | . | . | . | . | . | . | . | . | . | . | . | . | . | . | . | . | . | . | . | . | 43.782 | 16.106 | 1.531 | . | 61.419 | . | . | . | . | . | . | . | . | . | .
2024 | 3 | ID | 9187 | City of Idaho Falls - (ID) | Preliminary | AC | 1.155 | 0.09 | 0 | 0 | 1.245 | 158 | 5 | 0 | 0 | 163 | 0 | 0 | 0 | 0 | 0 | 0 | 0 | 0 | 0 | 0 | 0 | 0 | 0 | 0 | 0 | 0 | 0 | 0 | 0 | 0 | 0 | 0 | 0 | 0 | 0 | 0 | 0 | 0 | 0 | 0 | 0 | 0 | 0 | 0 | 0 | 0 | 0 | 0 | 0 | 0 | 0 | 0 | 0 | 0 | 0 | 0 | 0 | 0 | 0 | 0 | 0 | 0 | 0 | 0 | 0 | 0 | 0 | 0 | 0 | 0 | 0 | 0 | 0 | 0 | 0 | 0 | 0 | 0 | 0 | 0 | 0 | 0 | 0 | 0 | 0 | 1.155 | 0.09 | NM | 0 | 1.245 | 158 | 5 | 0 | 0 | 163 | 0 | 0 | 0 | 0 | 0
2024 | 3 | ID | 9191 | Idaho Power Co | Preliminary | DC | 130.25 | 8.422 | 20.805 | . | 159.477 | 17074 | 300 | 225 | . | 17599 | . | . | . | . | 0 | . | . | . | . | 0 | . | . | . | . | 0 | . | . | . | . | 0 | . | . | . | . | 0 | . | . | . | . | 0 | . | . | . | . | 0 | . | . | . | . | 0 | . | . | . | . | 0 | 0.103 | . | . | . | 0.103 | 23 | . | . | . | 23 | . | . | . | . | 0 | 0.076 | 0.085 | . | . | 0.161 | 7 | 4 | . | . | 11 | . | . | . | . | 0 | 130.429 | 8.507 | 20.805 | 0 | 159.741 | 17104 | 304 | 225 | 0 | 17633 | 0 | 0 | 0 | 0 | 0
2024 | 3 | ID | 10454 | Kootenai Electric Cooperative | Preliminary | DC | 1.364 | . | . | . | 1.364 | 186 | . | . | . | 186 | 0.052 | . | . | . | 0.052 | 53 | . | . | . | 53 | . | . | . | . | 0 | . | . | . | . | 0 | . | . | . | . | 0 | . | . | . | . | 0 | . | . | . | . | 0 | . | . | . | . | 0 | . | . | . | . | 0 | 0.018 | . | . | . | 0.018 | 5 | . | . | . | 5 | . | . | . | . | 0 | . | . | . | . | 0 | . | . | . | . | 0 | . | . | . | . | 0 | 1.434 | NM | NM | 0 | 1.434 | 244 | 0 | 0 | 0 | 244 | 0 | 0 | 0 | 0 | 0
2024 | 3 | ID | 11273 | Lower Valley Energy Inc | Preliminary | AC | 0.022 | . | . | . | 0.022 | 2 | . | . | . | 2 | . | . | . | . | 0 | . | . | . | . | 0 | . | . | . | . | 0 | . | . | . | . | 0 | . | . | . | . | 0 | . | . | . | . | 0 | . | . | . | . | 0 | . | . | . | . | 0 | . | . | . | . | 0 | 0.002 | . | . | . | 0.002 | 1 | . | . | . | 1 | . | . | . | . | 0 | . | . | . | . | 0 | . | . | . | . | 0 | . | . | . | . | 0 | 0.024 | NM | NM | 0 | 0.024 | 3 | 0 | 0 | 0 | 3 | 0 | 0 | 0 | 0 | 0
2024 | 3 | ID | 14354 | PacifiCorp | Preliminary | DC | 21.861 | 1.273 | 0.492 | 0 | 23.626 | 2617 | 65 | 9 | 0 | 2691 | . | . | . | . | 0 | . | . | . | . | 0 | . | . | . | . | 0 | 3.02 | 0.031 | 0 | 0 | 3.051 | 322 | 2 | 0 | 0 | 324 | 3.968 | 0.062 | 0 | 0 | 4.03 | . | . | . | . | 0 | . | . | . | . | 0 | . | . | . | . | 0 | 0.222 | 0.057 | 0 | 0 | 0.279 | 65 | 8 | 0 | 0 | 73 | . | . | . | . | 0 | 0.008 | 0 | 0 | 0 | 0.008 | 2 | 0 | 0 | 0 | 2 | . | . | . | . | 0 | 22.091 | 1.33 | 0.492 | 0 | 23.913 | 2684 | 73 | 9 | 0 | 2766 | 0 | 0 | 0 | 0 | 0
2024 | 3 | ID | 20169 | Avista Corp | Preliminary | AC | 3.691 | 0.629 | . | . | 4.32 | 574 | 30 | . | . | 604 | . | . | . | . | 0 | . | . | . | . | 0 | . | . | . | . | 0 | . | . | . | . | 0 | . | . | . | . | 0 | . | . | . | . | 0 | . | . | . | . | 0 | . | . | . | . | 0 | . | . | . | . | 0 | 0.013 | 0.002 | . | . | 0.015 | 5 | 1 | . | . | 6 | . | . | . | . | 0 | 0.14 | 0.065 | . | . | 0.205 | 3 | 1 | . | . | 4 | . | . | . | . | 0 | 3.844 | 0.696 | NM | 0 | 4.54 | 582 | 32 | 0 | 0 | 614 | 0 | 0 | 0 | 0 | 0
2024 | 3 | ID | 99999 | Adjustment 2024 | Preliminary |  | -24.88 | -1.528 | -3.714 | 0 | -30.122 | . | . | . | . | . | -0.009 | . | . | . | -0.009 | . | . | . | . | . | . | . | . | . | . | -0.527 | -0.005 | 0 | 0 | -0.532 | . | . | . | . | . | . | . | . | . | . | . | . | . | . | 0 | . | . | . | . | . | . | . | . | . | . | . | . | . | . | . | . | . | . | . | . | . | . | . | . | . | . | . | . | . | . | . | . | . | . | . | . | . | . | . | . | -24.889 | -1.528 | -3.714 | 0 | -30.131 | . | . | . | . | . | . | . | . | . | .
2024 | 3 | IL | 4110 | Commonwealth Edison Co | Preliminary | AC | 387.68 | 218.381 | . | . | 606.061 | 53825 | 1295 | . | . | 55120 | 91.924 | 70.319 | . | . | 162.243 | 19579 | 4086 | . | . | 23665 | . | . | . | . | 0 | . | . | . | . | 0 | . | . | . | . | 0 | . | . | . | . | 0 | . | . | . | . | 0 | . | . | . | . | 0 | . | . | . | . | 0 | 0.18 | 2.918 | . | . | 3.098 | 32 | 13 | . | . | 45 | . | . | . | . | 0 | . | 0.375 | . | . | 0.375 | . | 1 | . | . | 1 | . | . | . | . | 0 | 479.784 | 291.993 | NM | 0 | 771.777 | 73436 | 5395 | 0 | 0 | 78831 | 0 | 0 | 0 | 0 | 0
2024 | 3 | IL | 12341 | MidAmerican Energy Co | Preliminary | AC | 3.556 | 5.361 | 2.18 | . | 11.097 | 428 | 88 | 4 | . | 520 | . | . | . | . | 0 | . | . | . | . | 0 | 79.99 | 77.673 | 0 | . | 157.663 | . | . | . | . | 0 | . | . | . | . | 0 | . | . | . | . | 0 | . | . | . | . | 0 | . | . | . | . | 0 | . | . | . | . | 0 | 0.002 | 0.62 | . | . | 0.622 | 1 | 2 | . | . | 3 | . | . | . | . | 0 | . | . | . | . | 0 | . | . | . | . | 0 | . | . | . | . | 0 | 3.558 | 5.981 | 2.18 | 0 | 11.719 | 429 | 90 | 4 | 0 | 523 | 79.99 | 77.673 | 0 | 0 | 157.663
2024 | 3 | IL | 13032 | Mt Carmel Public Utility Co | Preliminary | AC | 0.479 | 0.171 | . | . | 0.65 | 43 | 8 | . | . | 51 | . | . | . | . | 0 | . | . | . | . | 0 | 33.21 | 7.568 | . | . | 40.778 | . | . | . | . | 0 | . | . | . | . | 0 | . | . | . | . | 0 | . | . | . | . | 0 | . | . | . | . | 0 | . | . | . | . | 0 | . | . | . | . | 0 | . | . | . | . | 0 | . | . | . | . | 0 | . | . | . | . | 0 | . | . | . | . | 0 | . | . | . | . | 0 | 0.479 | 0.171 | NM | 0 | 0.65 | 43 | 8 | 0 | 0 | 51 | 33.21 | 7.568 | 0 | 0 | 40.778
2024 | 3 | IL | 56697 | Ameren Illinois Company | Preliminary | DC | 189.701 | 157.147 | . | . | 346.848 | 19255 | 2113 | . | . | 21368 | 39.239 | 61.302 | . | . | 100.541 | 7506 | 1726 | . | . | 9232 | . | . | . | . | 0 | . | . | . | . | 0 | . | . | . | . | 0 | . | . | . | . | 0 | . | . | . | . | 0 | . | . | . | . | 0 | . | . | . | . | 0 | 0.353 | 0.126 | . | . | 0.479 | 73 | 20 | . | . | 93 | . | . | . | . | 0 | . | . | . | . | 0 | . | . | . | . | 0 | . | . | . | . | 0 | 229.293 | 218.575 | NM | 0 | 447.868 | 26834 | 3859 | 0 | 0 | 30693 | 0 | 0 | 0 | 0 | 0
2024 | 3 | IL | 99999 | Adjustment 2024 | Preliminary |  | 21.156 | -4.671 | 0.061 | . | 16.546 | . | . | . | . | . | -6.843 | -10.691 | . | . | -17.534 | . | . | . | . | . | . | . | . | . | . | . | . | . | . | 0 | . | . | . | . | . | . | . | . | . | . | . | . | . | . | 0 | . | . | . | . | . | . | . | . | . | . | . | . | . | . | . | . | . | . | . | . | . | . | . | . | . | . | . | . | . | . | . | . | . | . | . | . | . | . | . | . | 14.313 | -15.363 | 0.061 | . | -0.989 | . | . | . | . | . | . | . | . | . | .
2024 | 3 | IN | 9273 | Indianapolis Power & Light Co | Preliminary | AC | 7.429 | 5.219 | . | . | 12.648 | 1019 | 89 | . | . | 1108 | . | . | . | . | 0 | . | . | . | . | 0 | . | . | . | . | 0 | . | . | . | . | 0 | . | . | . | . | 0 | . | . | . | . | 0 | . | . | . | . | 0 | . | . | . | . | 0 | . | . | . | . | 0 | . | 0.05 | . | . | 0.05 | . | 1 | . | . | 1 | . | . | . | . | 0 | . | . | . | . | 0 | . | . | . | . | 0 | . | . | . | . | 0 | 7.429 | 5.269 | NM | 0 | 12.698 | 1019 | 90 | 0 | 0 | 1109 | 0 | 0 | 0 | 0 | 0
2024 | 3 | IN | 9324 | Indiana Michigan Power Co | Preliminary | AC | 13.4 | 17.402 | 5.096 | . | 35.898 | 1515 | 227 | 21 | . | 1763 | . | . | . | . | 0 | . | . | . | . | 0 | 760.392 | 806.111 | 189.497 | . | 1756 | 1.527 | . | 0.05 | . | 1.577 | 319 | . | 1 | . | 320 | 3.733 | . | 0.038 | . | 3.771 | . | . | . | . | 0 | . | . | . | . | 0 | . | . | . | . | 0 | 0.095 | 0.025 | 0.01 | . | 0.13 | 23 | 6 | 1 | . | 30 | 0.995 | 0 | 0 | . | 0.995 | . | 0.24 | . | . | 0.24 | . | 1 | . | . | 1 | . | 0 | . | . | 0 | 13.495 | 17.667 | 5.106 | 0 | 36.268 | 1538 | 234 | 22 | 0 | 1794 | 761.387 | 806.111 | 189.497 | 0 | 1756.995
2024 | 3 | IN | 13756 | Northern Indiana Pub Serv Co | Preliminary | AC | 12.377 | 45.638 | . | . | 58.015 | 1342 | 182 | . | . | 1524 | . | . | . | . | 0 | . | . | . | . | 0 | 701.053 | 2484.86 | . | . | 3185.913 | . | . | . | . | 0 | . | . | . | . | 0 | . | . | . | . | 0 | . | . | . | . | 0 | . | . | . | . | 0 | . | . | . | . | 0 | 0.095 | 1.822 | . | . | 1.917 | 21 | 6 | . | . | 27 | 0.826 | 164.28 | . | . | 165.106 | . | . | . | . | 0 | . | . | . | . | 0 | . | . | . | . | 0 | 12.472 | 47.46 | NM | 0 | 59.932 | 1363 | 188 | 0 | 0 | 1551 | 701.879 | 2649.14 | 0 | 0 | 3351.019
2024 | 3 | IN | 15470 | Duke Energy Indiana, LLC | Preliminary | AC | 30.776 | 48.331 | 4.299 | 0 | 83.406 | 3827 | 448 | 9 | 0 | 4284 | . | . | . | . | 0 | . | . | . | . | 0 | . | . | . | . | 0 | . | . | . | . | 0 | . | . | . | . | 0 | . | . | . | . | 0 | . | . | . | . | 0 | . | . | . | . | 0 | . | . | . | . | 0 | 0.061 | 2.13 | 0 | 0 | 2.191 | 22 | 10 | 0 | 0 | 32 | . | . | . | . | 0 | . | . | . | . | 0 | . | . | . | . | 0 | . | . | . | . | 0 | 30.837 | 50.461 | 4.299 | 0 | 85.597 | 3849 | 458 | 9 | 0 | 4316 | 0 | 0 | 0 | 0 | 0
2024 | 3 | IN | 17633 | Southern Indiana Gas & Elec Co | Preliminary | AC | 8.916 | 11.101 | . | . | 20.017 | 838 | 126 | . | . | 964 | . | . | . | . | 0 | . | . | . | . | 0 | 0 | 0 | . | . | 0 | . | . | . | . | 0 | . | . | . | . | 0 | . | . | . | . | 0 | . | . | . | . | 0 | . | . | . | . | 0 | . | . | . | . | 0 | 0.002 | 0.002 | . | . | 0.004 | 1 | 1 | . | . | 2 | 0 | 0 | . | . | 0 | . | . | . | . | 0 | . | . | . | . | 0 | . | . | . | . | 0 | 8.918 | 11.103 | NM | 0 | 20.021 | 839 | 127 | 0 | 0 | 966 | 0 | 0 | 0 | 0 | 0
2024 | 3 | IN | 99999 | Adjustment 2024 | Preliminary |  | 29.932 | 2.396 | 3.04 | . | 35.368 | . | . | . | . | . | . | . | . | . | . | . | . | . | . | . | . | . | . | . | . | . | . | . | . | . | . | . | . | . | . | . | . | . | . | . | . | . | . | . | . | . | . | . | . | . | . | . | . | . | . | . | . | . | . | . | . | . | . | . | . | . | . | . | . | . | . | . | . | . | . | . | . | . | . | . | . | . | . | . | . | 29.932 | 2.396 | 3.04 | . | 35.368 | . | . | . | . | . | . | . | . | . | .
2024 | 3 | KS | 5860 | Empire District Electric Co | Preliminary | AC | 1.002 | 0.419 | . | . | 1.421 | 94 | 18 | . | . | 112 | . | . | . | . | 0 | . | . | . | . | 0 | 19.168 | 3.068 | . | . | 22.236 | . | . | . | . | 0 | . | . | . | . | 0 | . | . | . | . | 0 | . | . | . | . | 0 | . | . | . | . | 0 | . | . | . | . | 0 | . | . | . | . | 0 | . | . | . | . | 0 | . | . | . | . | 0 | . | . | . | . | 0 | . | . | . | . | 0 | . | . | . | . | 0 | 1.002 | 0.419 | NM | 0 | 1.421 | 94 | 18 | 0 | 0 | 112 | 19.168 | 3.068 | 0 | 0 | 22.236
2024 | 3 | KS | 9996 | City of Kansas City - (KS) | Preliminary | AC | 1.955 | 1.062 | . | . | 3.017 | 292 | 20 | . | . | 312 | 0.023 | 0.402 | . | . | 0.425 | 23 | 3 | . | . | 26 | 142.215 | 18.017 | . | . | 160.232 | . | . | . | . | 0 | . | . | . | . | 0 | . | . | . | . | 0 | . | . | . | . | 0 | . | . | . | . | 0 | . | . | . | . | 0 | . | . | . | . | 0 | . | . | . | . | 0 | . | . | . | . | 0 | . | . | . | . | 0 | . | . | . | . | 0 | . | . | . | . | 0 | 1.978 | 1.464 | NM | 0 | 3.442 | 315 | 23 | 0 | 0 | 338 | 142.215 | 18.017 | 0 | 0 | 160.232
2024 | 3 | KS | 10000 | Evergy Metro | Preliminary | DC | 12.011 | 3.86 | 0.439 | . | 16.31 | 1357 | 94 | 6 | . | 1457 | 1.935 | 0.007 | . | . | 1.942 | 505 | 1 | . | . | 506 | 837.363 | 155.601 | 16.416 | . | 1009.38 | . | . | . | . | 0 | . | . | . | . | 0 | . | . | . | . | 0 | . | . | . | . | 0 | . | . | . | . | 0 | . | . | . | . | 0 | 0.01 | 0.022 | . | . | 0.032 | 3 | 3 | . | . | 6 | 0.644 | 2.059 | . | . | 2.703 | . | . | . | . | 0 | . | . | . | . | 0 | . | . | . | . | 0 | 13.956 | 3.889 | 0.439 | 0 | 18.284 | 1865 | 98 | 6 | 0 | 1969 | 838.007 | 157.66 | 16.416 | 0 | 1012.083
2024 | 3 | KS | 10005 | Evergy Kansas South, Inc | Preliminary | AC | 18.988 | 4.216 | 0.142 | . | 23.346 | 2405 | 83 | 5 | . | 2493 | 0.345 | 0.198 | . | . | 0.543 | 199 | 8 | . | . | 207 | 1342.067 | 177.737 | 3.916 | . | 1523.72 | . | . | . | . | 0 | . | . | . | . | 0 | . | . | . | . | 0 | . | . | . | . | 0 | . | . | . | . | 0 | . | . | . | . | 0 | 0.032 | 0.002 | . | . | 0.034 | 9 | 1 | . | . | 10 | 2.065 | 0 | . | . | 2.065 | 0.02 | . | . | . | 0.02 | 3 | . | . | . | 3 | 1.655 | . | . | . | 1.655 | 19.385 | 4.416 | 0.142 | 0 | 23.943 | 2616 | 92 | 5 | 0 | 2713 | 1345.787 | 177.737 | 3.916 | 0 | 1527.44
2024 | 3 | KS | 22500 | Evergy Kansas Central, Inc | Preliminary | AC | 21.267 | 6.62 | 0.759 | . | 28.646 | 2559 | 172 | 5 | . | 2736 | 0.462 | 0.018 | . | . | 0.48 | 310 | 4 | . | . | 314 | 1523.33 | 218.937 | 8.671 | . | 1750.938 | . | . | . | . | 0 | . | . | . | . | 0 | . | . | . | . | 0 | . | . | . | . | 0 | . | . | . | . | 0 | . | . | . | . | 0 | 0.085 | 0.359 | . | . | 0.444 | 15 | 11 | . | . | 26 | 3.223 | 3.362 | . | . | 6.585 | 0.008 | 0.01 | . | . | 0.018 | 3 | 1 | . | . | 4 | 0.42 | 0 | . | . | 0.42 | 21.822 | 7.007 | 0.759 | 0 | 29.588 | 2887 | 188 | 5 | 0 | 3080 | 1526.973 | 222.299 | 8.671 | 0 | 1757.943
2024 | 3 | KS | 99999 | Adjustment 2024 | Preliminary |  | 22.795 | 1.932 | -0.077 | . | 24.651 | . | . | . | . | . | -0.337 | -0.001 | . | . | -0.339 | . | . | . | . | . | . | . | . | . | . | . | . | . | . | 0 | . | . | . | . | . | . | . | . | . | . | . | . | . | . | 0 | . | . | . | . | . | . | . | . | . | . | . | . | . | . | . | . | . | . | . | . | . | . | . | . | . | . | . | . | . | . | . | . | . | . | . | . | . | . | . | . | 22.458 | 1.931 | -0.077 | . | 24.312 | . | . | . | . | . | . | . | . | . | .
2024 | 3 | KY | 9964 | Kenergy Corp | Preliminary | AC | 4.64 | 1.167 | . | . | 5.807 | 422 | 52 | . | . | 474 | . | . | . | . | 0 | . | . | . | . | 0 | . | . | . | . | 0 | . | . | . | . | 0 | . | . | . | . | 0 | . | . | . | . | 0 | . | . | . | . | 0 | . | . | . | . | 0 | . | . | . | . | 0 | . | . | . | . | 0 | . | . | . | . | 0 | . | . | . | . | 0 | . | . | . | . | 0 | . | . | . | . | 0 | . | . | . | . | 0 | 4.64 | 1.167 | NM | 0 | 5.807 | 422 | 52 | 0 | 0 | 474 | 0 | 0 | 0 | 0 | 0
2024 | 3 | KY | 10171 | Kentucky Utilities Co | Preliminary | DC | 19.161 | 3.812 | 0.07 | 0 | 23.043 | 2175 | 219 | 3 | 0 | 2397 | . | . | . | . | 0 | . | . | . | . | 0 | 848.163 | 151.659 | 1.3 | . | 1001.122 | 1.006 | 0.097 | . | . | 1.103 | 164 | 7 | . | . | 171 | 0 | 0 | . | . | 0 | . | . | . | . | 0 | . | . | . | . | 0 | . | . | . | . | 0 | 0.009 | 0.002 | . | . | 0.011 | 4 | 1 | . | . | 5 | 0 | 0.009 | . | . | 0.009 | . | . | 0.05 | . | 0.05 | . | . | 1 | . | 1 | . | . | . | . | 0 | 19.17 | 3.814 | 0.12 | 0 | 23.104 | 2179 | 220 | 4 | 0 | 2403 | 848.163 | 151.668 | 1.3 | 0 | 1001.131
2024 | 3 | KY | 11249 | Louisville Gas & Electric Co | Preliminary | DC | 20.511 | 1.576 | 0.139 | 0 | 22.226 | 2630 | 78 | 1 | 0 | 2709 | . | . | . | . | 0 | . | . | . | . | 0 | 867.979 | 37.937 | 2.893 | 0 | 908.809 | 0.646 | 0.02 | . | . | 0.666 | 93 | 2 | . | . | 95 | 0 | 0 | . | . | 0 | . | . | . | . | 0 | . | . | . | . | 0 | . | . | . | . | 0 | 0.008 | 0.006 | . | . | 0.014 | 3 | 2 | . | . | 5 | 0.033 | 0.047 | . | . | 0.08 | . | . | . | . | 0 | . | . | . | . | 0 | . | . | . | . | 0 | 20.519 | 1.582 | 0.139 | 0 | 22.24 | 2633 | 80 | 1 | 0 | 2714 | 868.012 | 37.984 | 2.893 | 0 | 908.889
2024 | 3 | KY | 17564 | South Kentucky Rural E C C | Preliminary | AC | 1.313 | 0.133 | 0.073 | . | 1.519 | 147 | 9 | 2 | . | 158 | . | . | . | . | 0 | . | . | . | . | 0 | 57.939 | 15.45 | 1.983 | . | 75.372 | . | . | . | . | 0 | . | . | . | . | 0 | . | . | . | . | 0 | . | . | . | . | 0 | . | . | . | . | 0 | . | . | . | . | 0 | . | . | . | . | 0 | . | . | . | . | 0 | . | . | . | . | 0 | . | . | . | . | 0 | . | . | . | . | 0 | . | . | . | . | 0 | 1.313 | 0.133 | 0.073 | 0 | 1.519 | 147 | 9 | 2 | 0 | 158 | 57.939 | 15.45 | 1.983 | 0 | 75.372
2024 | 3 | KY | 19446 | Duke Energy Kentucky | Preliminary | AC | 5.529 | 1.886 | 0.017 | . | 7.432 | 807 | 19 | 2 | . | 828 | . | . | . | . | 0 | . | . | . | . | 0 | . | . | . | . | 0 | . | . | . | . | 0 | . | . | . | . | 0 | . | . | . | . | 0 | . | . | . | . | 0 | . | . | . | . | 0 | . | . | . | . | 0 | . | . | . | . | 0 | . | . | . | . | 0 | . | . | . | . | 0 | . | . | . | . | 0 | . | . | . | . | 0 | . | . | . | . | 0 | 5.529 | 1.886 | 0.017 | 0 | 7.432 | 807 | 19 | 2 | 0 | 828 | 0 | 0 | 0 | 0 | 0
2024 | 3 | KY | 22053 | Kentucky Power Co | Preliminary | AC | 2.499 | 0.879 | 0.03 | . | 3.408 | 267 | 32 | 1 | . | 300 | . | . | . | . | 0 | . | . | . | . | 0 | 137.123 | 15.274 | . | . | 152.397 | 0.286 | . | 0.01 | . | 0.296 | 53 | . | 1 | . | 54 | 0.755 | . | 0.01 | . | 0.765 | . | . | . | . | 0 | . | . | . | . | 0 | . | . | . | . | 0 | . | . | . | . | 0 | . | . | . | . | 0 | . | . | . | . | 0 | . | . | . | . | 0 | . | . | . | . | 0 | . | . | . | . | 0 | 2.499 | 0.879 | 0.03 | 0 | 3.408 | 267 | 32 | 1 | 0 | 300 | 137.123 | 15.274 | 0 | 0 | 152.397
2024 | 3 | KY | 49998 | City of Berea Municipal Utility | Preliminary | AC | 0.126 | 0.261 | 0 | 0 | 0.387 | 23 | 8 | 0 | 0 | 31 | 0 | 0 | 0 | 0 | 0 | 0 | 0 | 0 | 0 | 0 | 5.094 | 0.667 | 0 | 0 | 5.761 | 0 | 0 | 0 | 0 | 0 | 0 | 0 | 0 | 0 | 0 | 0 | 0 | 0 | 0 | 0 | 0 | 0 | 0 | 0 | 0 | 0 | 0 | 0 | 0 | 0 | 0 | 0 | 0 | 0 | 0 | 0 | 0 | 0 | 0 | 0 | 0 | 0 | 0 | 0 | 0 | 0 | 0 | 0 | 0 | 0 | 0 | 0 | 0 | 0 | 0 | 0 | 0 | 0 | 0 | 0 | 0 | 0 | 0 | 0 | 0 | 0.126 | 0.261 | NM | 0 | 0.387 | 23 | 8 | 0 | 0 | 31 | 5.094 | 0.667 | 0 | 0 | 5.761
2024 | 3 | KY | 99999 | Adjustment 2024 | Preliminary |  | 15.584 | 1.058 | -0.036 | 0 | 16.606 | . | . | . | . | . | . | . | . | . | 0 | . | . | . | . | . | . | . | . | . | . | -0.288 | -0.02 | . | . | -0.309 | . | . | . | . | . | . | . | . | . | . | . | . | . | . | 0 | . | . | . | . | . | . | . | . | . | . | . | . | . | . | . | . | . | . | . | . | . | . | . | . | . | . | . | . | . | . | . | . | . | . | . | . | . | . | . | . | 15.584 | 1.058 | -0.036 | 0 | 16.606 | . | . | . | . | . | . | . | . | . | .
2024 | 3 | LA | 3265 | Cleco Power LLC | Preliminary | AC | 24.947 | 1.83 | 0 | 0 | 26.777 | 4158 | 139 | 0 | 0 | 4297 | . | . | . | . | 0 | . | . | . | . | 0 | . | . | . | . | 0 | . | . | . | . | 0 | . | . | . | . | 0 | . | . | . | . | 0 | . | . | . | . | 0 | . | . | . | . | 0 | . | . | . | . | 0 | 0.01 | . | . | . | 0.01 | 4 | . | . | . | 4 | . | . | . | . | 0 | . | . | . | . | 0 | . | . | . | . | 0 | . | . | . | . | 0 | 24.957 | 1.83 | NM | 0 | 26.787 | 4162 | 139 | 0 | 0 | 4301 | 0 | 0 | 0 | 0 | 0
2024 | 3 | LA | 11241 | Entergy Louisiana LLC | Preliminary | DC | 86.39 | 7.462 | 0.097 | . | 93.949 | 13858 | 594 | 5 | . | 14457 | . | . | . | . | 0 | . | . | . | . | 0 | . | . | . | . | 0 | . | . | . | . | 0 | . | . | . | . | 0 | . | . | . | . | 0 | . | . | . | . | 0 | . | . | . | . | 0 | . | . | . | . | 0 | 0 | 0 | 0 | . | 0 | 0 | 0 | 0 | . | 0 | . | . | . | . | 0 | 0 | 0 | 0 | . | 0 | 0 | 0 | 0 | . | 0 | . | . | . | . | 0 | 86.39 | 7.462 | 0.097 | 0 | 93.949 | 13858 | 594 | 5 | 0 | 14457 | 0 | 0 | 0 | 0 | 0
2024 | 3 | LA | 13478 | Entergy New Orleans, LLC | Preliminary | DC | 55.996 | 2.133 | 0 | . | 58.129 | 9649 | 83 | 0 | . | 9732 | . | . | . | . | 0 | . | . | . | . | 0 | . | . | . | . | 0 | . | . | . | . | 0 | . | . | . | . | 0 | . | . | . | . | 0 | . | . | . | . | 0 | . | . | . | . | 0 | . | . | . | . | 0 | 0 | 0 | 0 | . | 0 | 0 | 0 | 0 | . | 0 | . | . | . | . | 0 | 0 | 0 | 0 | . | 0 | 0 | 0 | 0 | . | 0 | . | . | . | . | 0 | 55.996 | 2.133 | NM | 0 | 58.129 | 9649 | 83 | 0 | 0 | 9732 | 0 | 0 | 0 | 0 | 0
2024 | 3 | LA | 17698 | Southwestern Electric Power Co | Preliminary | AC | 7.852 | 1.591 | 0.006 | . | 9.449 | 1389 | 103 | 1 | . | 1493 | . | . | . | . | 0 | . | . | . | . | 0 | 264.035 | 8.615 | 0.355 | . | 273.005 | 0.019 | . | . | . | 0.019 | 2 | . | . | . | 2 | 0.158 | . | . | . | 0.158 | . | . | . | . | 0 | . | . | . | . | 0 | . | . | . | . | 0 | . | . | . | . | 0 | . | . | . | . | 0 | . | . | . | . | 0 | . | . | . | . | 0 | . | . | . | . | 0 | . | . | . | . | 0 | 7.852 | 1.591 | 0.006 | 0 | 9.449 | 1389 | 103 | 1 | 0 | 1493 | 264.035 | 8.615 | 0.355 | 0 | 273.005
2024 | 3 | LA | 99999 | Adjustment 2024 | Preliminary |  | 30.129 | NM | NM | . | 31.244 | . | . | . | . | . | . | . | . | . | 0 | . | . | . | . | . | . | . | . | . | . | . | . | . | . | 0 | . | . | . | . | . | . | . | . | . | . | . | . | . | . | 0 | . | . | . | . | . | . | . | . | . | . | . | . | . | . | . | . | . | . | . | . | . | . | . | . | . | . | . | . | . | . | . | . | . | . | . | . | . | . | . | . | 30.129 | NM | NM | . | 31.244 | . | . | . | . | . | . | . | . | . | .
2024 | 3 | MA | 6374 | Fitchburg Gas & Elec Light Co | Preliminary | AC | 20.69 | 2.133 | 0.991 | . | 23.814 | 3115 | 37 | 5 | . | 3157 | 0.409 | 11.055 | . | . | 11.464 | 46 | 33 | . | . | 79 | 192.853 | 7.563 | . | . | 200.416 | 0.129 | . | . | . | 0.129 | 19 | . | . | . | 19 | 0.231 | . | . | . | 0.231 | . | . | . | . | 0 | . | . | . | . | 0 | . | . | . | . | 0 | . | . | . | . | 0 | . | . | . | . | 0 | . | . | . | . | 0 | 0.002 | . | . | . | 0.002 | 2 | . | . | . | 2 | . | . | . | . | 0 | 21.101 | 13.188 | 0.991 | 0 | 35.28 | 3163 | 70 | 5 | 0 | 3238 | 192.853 | 7.563 | 0 | 0 | 200.416
2024 | 3 | MA | 8774 | City of Holyoke - (MA) | Preliminary | DC | 0.088 | 0.021 | . | . | 0.109 | 12 | 3 | . | . | 15 | . | . | . | . | 0 | . | . | . | . | 0 | . | . | . | . | 0 | . | . | . | . | 0 | . | . | . | . | 0 | . | . | . | . | 0 | . | . | . | . | 0 | . | . | . | . | 0 | . | . | . | . | 0 | . | . | . | . | 0 | . | . | . | . | 0 | . | . | . | . | 0 | . | . | . | . | 0 | . | . | . | . | 0 | . | . | . | . | 0 | 0.088 | 0.021 | NM | 0 | 0.109 | 12 | 3 | 0 | 0 | 15 | 0 | 0 | 0 | 0 | 0
2024 | 3 | MA | 11804 | Massachusetts Electric Co | Preliminary | AC | 620.658 | 691.973 | 0.107 | . | 1312.738 | 94369 | 2470 | 7 | . | 96846 | . | . | . | . | 0 | . | . | . | . | 0 | . | . | . | . | 0 | 0.472 | . | . | . | 0.472 | 67 | . | . | . | 67 | . | . | . | . | 0 | . | . | . | . | 0 | . | . | . | . | 0 | . | . | . | . | 0 | 0.194 | 21.187 | . | . | 21.381 | 29 | 23 | . | . | 52 | . | . | . | . | 0 | 0.169 | 4.525 | . | . | 4.694 | 66 | 25 | . | . | 91 | . | . | . | . | 0 | 621.021 | 717.685 | 0.107 | 0 | 1338.813 | 94464 | 2518 | 7 | 0 | 96989 | 0 | 0 | 0 | 0 | 0
2024 | 3 | MA | 13206 | Nantucket Electric Co | Preliminary | AC | 3.75 | 1.146 | . | . | 4.896 | 255 | 34 | . | . | 289 | . | . | . | . | 0 | . | . | . | . | 0 | . | . | . | . | 0 | . | . | . | . | 0 | . | . | . | . | 0 | . | . | . | . | 0 | . | . | . | . | 0 | . | . | . | . | 0 | . | . | . | . | 0 | 0.001 | 0.4 | . | . | 0.401 | 1 | 2 | . | . | 3 | . | . | . | . | 0 | . | . | . | . | 0 | . | . | . | . | 0 | . | . | . | . | 0 | 3.751 | 1.546 | NM | 0 | 5.297 | 256 | 36 | 0 | 0 | 292 | 0 | 0 | 0 | 0 | 0
2024 | 3 | MA | 15748 | Town of Reading - (MA) | Preliminary | AC | 2.192 | 2.529 | 0 | 0 | 4.721 | 278 | 22 | 0 | 0 | 300 | 0 | 0 | 0 | 0 | 0 | 0 | 0 | 0 | 0 | 0 | 93.24 | 47.022 | 0 | 0 | 140.262 | 0.232 | 0 | 0 | 0 | 0.232 | 22 | 0 | 0 | 0 | 22 | 0.464 | 0 | 0 | 0 | 0.464 | 0 | 0 | 0 | 0 | 0 | 0 | 0 | 0 | 0 | 0 | 0 | 0 | 0 | 0 | 0 | 0 | 0 | 0 | 0 | 0 | 0 | 0 | 0 | 0 | 0 | 0 | 0 | 0 | 0 | 0 | 0 | 0 | 0 | 0 | 0 | 0 | 0 | 0 | 0 | 0 | 0 | 0 | 0 | 0 | 0 | 2.192 | 2.529 | NM | 0 | 4.721 | 278 | 22 | 0 | 0 | 300 | 93.24 | 47.022 | 0 | 0 | 140.262
2024 | 3 | MA | 54913 | NSTAR Electric Company | Preliminary | AC | 583.39 | 714.215 | 72.113 | . | 1369.718 | 72905 | 1886 | 191 | . | 74982 | . | . | . | . | 0 | . | . | . | . | 0 | . | . | . | . | 0 | 18.748 | 118.565 | 1.15 | . | 138.463 | 1697 | 93 | 5 | . | 1795 | . | . | . | . | 0 | 1.581 | 5.525 | . | . | 7.106 | 202 | 10 | . | . | 212 | . | . | . | . | 0 | 0.546 | 32.341 | 4.16 | . | 37.047 | 82 | 26 | 3 | . | 111 | 0 | . | . | . | 0 | . | . | . | . | 0 | . | . | . | . | 0 | . | . | . | . | 0 | 583.936 | 746.556 | 76.273 | 0 | 1406.765 | 72987 | 1912 | 194 | 0 | 75093 | 0 | 0 | 0 | 0 | 0
2024 | 3 | MA | 99999 | Adjustment 2024 | Preliminary |  | 24.702 | 10.107 | 12.388 | . | 47.197 | . | . | . | . | . | . | . | . | . | 0 | . | . | . | . | . | . | . | . | . | . | . | . | . | . | 0 | . | . | . | . | . | . | . | . | . | . | . | . | . | . | 0 | . | . | . | . | . | . | . | . | . | . | . | . | . | . | . | . | . | . | . | . | . | . | . | . | . | . | . | . | . | . | . | . | . | . | . | . | . | . | . | . | 24.702 | 10.107 | 12.388 | . | 47.197 | . | . | . | . | . | . | . | . | . | .
2024 | 3 | MD | 1167 | Baltimore Gas & Electric Co | Preliminary | AC | 350.098 | 87.144 | 0 | 0 | 437.242 | 45108 | 963 | 0 | 0 | 46071 | 0 | 149.582 | 0 | 0 | 149.582 | 0 | 1560 | 0 | 0 | 1560 | . | . | . | . | 0 | . | . | . | . | 0 | . | . | . | . | 0 | . | . | . | . | 0 | . | . | . | . | 0 | . | . | . | . | 0 | . | . | . | . | 0 | 0.079 | 0.022 | 0 | 0 | 0.101 | 22 | 5 | 0 | 0 | 27 | . | . | . | . | 0 | . | . | . | . | 0 | . | . | . | . | 0 | . | . | . | . | 0 | 350.177 | 236.748 | NM | 0 | 586.925 | 45130 | 2528 | 0 | 0 | 47658 | 0 | 0 | 0 | 0 | 0
2024 | 3 | MD | 5027 | Delmarva Power | Preliminary | AC | 60.235 | 36.07 | 2.776 | 0 | 99.081 | 6378 | 237 | 4 | 0 | 6619 | . | . | . | . | 0 | . | . | . | . | 0 | . | . | . | . | 0 | . | . | . | . | 0 | . | . | . | . | 0 | . | . | . | . | 0 | . | . | . | . | 0 | . | . | . | . | 0 | . | . | . | . | 0 | 0.103 | 0.812 | 0 | 0 | 0.915 | 18 | 4 | 0 | 0 | 22 | . | . | . | . | 0 | 0 | 0 | 0 | 0 | 0 | 0 | 0 | 0 | 0 | 0 | . | . | . | . | 0 | 60.338 | 36.882 | 2.776 | 0 | 99.996 | 6396 | 241 | 4 | 0 | 6641 | 0 | 0 | 0 | 0 | 0
2024 | 3 | MD | 15263 | The Potomac Edison Company | Preliminary | AC | 71.565 | 34.989 | 15.311 | 0 | 121.865 | 7750 | 172 | 13 | 0 | 7935 | 0.249 | 3.248 | 0 | 0 | 3.497 | 8 | 15 | 0 | 0 | 23 | 0 | 0 | 0 | 0 | 0 | 4.789 | 0.03 | 0 | 0 | 4.819 | 303 | 2 | 0 | 0 | 305 | 0 | 0 | 0 | 0 | 0 | 0 | 0 | 0 | 0 | 0 | 0 | 0 | 0 | 0 | 0 | 0 | 0 | 0 | 0 | 0 | 0.095 | 0.023 | 0 | 0 | 0.118 | 28 | 6 | 0 | 0 | 34 | 0 | 0 | 0 | 0 | 0 | 0 | 0 | 0 | 0 | 0 | 0 | 0 | 0 | 0 | 0 | 0 | 0 | 0 | 0 | 0 | 71.909 | 38.26 | 15.311 | 0 | 125.48 | 7786 | 193 | 13 | 0 | 7992 | 0 | 0 | 0 | 0 | 0
2024 | 3 | MD | 15270 | Potomac Electric Power Co | Preliminary | AC | 266.335 | 60.819 | . | . | 327.154 | 32735 | 388 | . | . | 33123 | . | . | . | . | 0 | . | . | . | . | 0 | . | . | . | . | 0 | . | . | . | . | 0 | . | . | . | . | 0 | . | . | . | . | 0 | . | . | . | . | 0 | . | . | . | . | 0 | . | . | . | . | 0 | 0.016 | 0.002 | . | . | 0.018 | 1 | 1 | . | . | 2 | . | . | . | . | 0 | . | . | . | . | 0 | . | . | . | . | 0 | . | . | . | . | 0 | 266.351 | 60.821 | NM | 0 | 327.172 | 32736 | 389 | 0 | 0 | 33125 | 0 | 0 | 0 | 0 | 0
2024 | 3 | MD | 17637 | Southern Maryland Elec Coop Inc | Preliminary | AC | 78.899 | 4.851 | 0 | 0 | 83.75 | 8608 | 66 | 0 | 0 | 8674 | 0 | 0 | 0 | 0 | 0 | 0 | 0 | 0 | 0 | 0 | 4272.459 | 134.886 | 0 | 0 | 4407.345 | 1.121 | 0 | 0 | 0 | 1.121 | 159 | 0 | 0 | 0 | 159 | 2.643 | 0 | 0 | 0 | 2.643 | 0 | 0 | 0 | 0 | 0 | 0 | 0 | 0 | 0 | 0 | 0 | 0 | 0 | 0 | 0 | 0.02 | 0.016 | 0 | 0 | 0.036 | 3 | 3 | 0 | 0 | 6 | 1.034 | 0.2 | 0 | 0 | 1.234 | 0 | 0.32 | 0 | 0 | 0.32 | 0 | 1 | 0 | 0 | 1 | 0 | 0 | 0 | 0 | 0 | 78.919 | 5.187 | NM | 0 | 84.106 | 8611 | 70 | 0 | 0 | 8681 | 4273.493 | 135.086 | 0 | 0 | 4408.579
2024 | 3 | MD | 99999 | Adjustment 2024 | Preliminary |  | 37.827 | 22.626 | 0.658 | . | 61.111 | . | . | . | . | . | . | . | . | . | . | . | . | . | . | . | . | . | . | . | . | . | . | . | . | . | . | . | . | . | . | . | . | . | . | . | . | . | . | . | . | . | . | . | . | . | . | . | . | . | . | . | . | . | . | . | . | . | . | . | . | . | . | . | . | . | . | . | . | . | . | . | . | . | . | . | . | . | . | . | . | 37.827 | 22.626 | 0.658 | . | 61.111 | . | . | . | . | . | . | . | . | . | .
2024 | 3 | ME | 1179 | Versant Power | Preliminary | AC | 10.885 | 27.548 | 0.026 | 0 | 38.459 | 1528 | 215 | 1 | 0 | 1744 | 0.533 | 49.134 | 0 | 0 | 49.667 | 108 | 4667 | 0 | 0 | 4775 | . | . | . | . | 0 | 0.158 | 0 | 0 | 0 | 0.158 | 20 | 0 | 0 | 0 | 20 | 0.336 | 0 | 0 | 0 | 0.336 | 0 | 0 | 0 | 0 | 0 | 0 | 0 | 0 | 0 | 0 | 0 | 0 | 0 | 0 | 0 | 0.336 | 0.182 | 0.6 | 0 | 1.118 | 95 | 17 | 1 | 0 | 113 | . | . | . | . | 0 | 0 | 4.355 | 1.92 | 0 | 6.275 | 0 | 7 | 1 | 0 | 8 | . | . | . | . | 0 | 11.754 | 81.219 | 2.546 | 0 | 95.519 | 1731 | 4906 | 3 | 0 | 6640 | 0 | 0 | 0 | 0 | 0
2024 | 3 | ME | 3266 | Central Maine Power Co | Preliminary | AC | 82.018 | 525.233 | 0 | 0 | 607.251 | 10072 | 954 | 0 | 0 | 11026 | 0 | 457.812 | 0 | 0 | 457.812 | 0 | 40695 | 0 | 0 | 40695 | 4821.166 | 62046.435 | 0 | 0 | 66867.601 | 0 | 0 | 0 | 0 | 0 | 0 | 0 | 0 | 0 | 0 | 0 | 0 | 0 | 0 | 0 | 0 | 0 | 0 | 0 | 0 | 0 | 0 | 0 | 0 | 0 | 0 | 0 | 0 | 0 | 0 | 0.53 | 4.821 | 0 | 0 | 5.351 | 193 | 31 | 0 | 0 | 224 | 7.302 | 1190.586 | 0 | 0 | 1197.888 | 0.136 | 26.993 | 0 | 0 | 27.129 | 4 | 32 | 0 | 0 | 36 | 0 | 6626.515 | 0 | 0 | 6626.515 | 82.684 | 1014.859 | NM | 0 | 1097.543 | 10269 | 41712 | 0 | 0 | 51981 | 4828.468 | 69863.536 | 0 | 0 | 74692.004
2024 | 3 | ME | 5609 | Eastern Maine Electric Coop | Preliminary | AC | 0.171 | 0.105 | . | . | 0.276 | 24 | 3 | . | . | 27 | . | . | . | . | 0 | . | . | . | . | 0 | . | . | . | . | 0 | . | . | . | . | 0 | . | . | . | . | 0 | . | . | . | . | 0 | . | . | . | . | 0 | . | . | . | . | 0 | . | . | . | . | 0 | 0.048 | . | . | . | 0.048 | 8 | . | . | . | 8 | . | . | . | . | 0 | . | . | . | . | 0 | . | . | . | . | 0 | . | . | . | . | 0 | 0.219 | 0.105 | NM | 0 | 0.324 | 32 | 3 | 0 | 0 | 35 | 0 | 0 | 0 | 0 | 0
2024 | 3 | ME | 99999 | Adjustment 2024 | Preliminary |  | 0.977 | 0.108 | . | . | 1.085 | . | . | . | . | . | . | . | . | . | . | . | . | . | . | . | . | . | . | . | . | . | . | . | . | . | . | . | . | . | . | . | . | . | . | . | . | . | . | . | . | . | . | . | . | . | . | . | . | . | . | . | . | . | . | . | . | . | . | . | . | . | . | . | . | . | . | . | . | . | . | . | . | . | . | . | . | . | . | . | . | 0.977 | 0.108 | . | . | 1.085 | . | . | . | . | . | . | . | . | . | .
2024 | 3 | MI | 392 | Alpena Power Co | Preliminary | AC | 0.091 | 0.017 | . | . | 0.108 | 10 | 2 | . | . | 12 | . | . | . | . | 0 | . | . | . | . | 0 | . | . | . | . | 0 | . | . | . | . | 0 | . | . | . | . | 0 | . | . | . | . | 0 | . | . | . | . | 0 | . | . | . | . | 0 | . | . | . | . | 0 | 0.038 | . | . | . | 0.038 | 15 | . | . | . | 15 | . | . | . | . | 0 | . | . | . | . | 0 | . | . | . | . | 0 | . | . | . | . | 0 | 0.129 | 0.017 | NM | 0 | 0.146 | 25 | 2 | 0 | 0 | 27 | 0 | 0 | 0 | 0 | 0
2024 | 3 | MI | 3828 | Cloverland Electric Co-op | Preliminary | AC | 0.218 | 0.214 | 0 | 0 | 0.432 | 33 | 9 | 0 | 0 | 42 | . | . | . | . | 0 | . | . | . | . | 0 | 9.493 | 3.499 | 0 | 0 | 12.992 | . | . | . | . | 0 | . | . | . | . | 0 | . | . | . | . | 0 | . | . | . | . | 0 | . | . | . | . | 0 | . | . | . | . | 0 | 0.05 | 0.011 | 0 | 0 | 0.061 | 15 | 3 | 0 | 0 | 18 | 0.254 | 0 | 0 | 0 | 0.254 | 0 | 0.208 | 0 | 0 | 0.208 | 0 | 1 | 0 | 0 | 1 | 0 | 0.145 | 0 | 0 | 0.145 | 0.268 | 0.433 | NM | 0 | 0.701 | 48 | 13 | 0 | 0 | 61 | 9.747 | 3.644 | 0 | 0 | 13.391
2024 | 3 | MI | 4254 | Consumers Energy Co - (MI) | Preliminary | DC | 78.217 | 35.876 | 0.312 | . | 114.405 | 9837 | 677 | 7 | . | 10521 | 2.83 | 1.67 | . | . | 4.5 | 2464 | 29 | . | . | 2493 | 2241.618 | . | . | . | 2241.618 | 10.02 | 0.269 | . | . | 10.289 | 1403 | 20 | . | . | 1423 | 16.392 | 0.378 | . | . | 16.77 | . | . | . | . | 0 | . | . | . | . | 0 | . | . | . | . | 0 | 0.372 | 0.177 | . | . | 0.549 | 80 | 17 | . | . | 97 | . | . | . | . | 0 | . | . | 0.19 | . | 0.19 | . | . | 1 | . | 1 | . | . | . | . | 0 | 81.419 | 37.723 | 0.502 | 0 | 119.644 | 12381 | 723 | 8 | 0 | 13112 | 2241.618 | 0 | 0 | 0 | 2241.618
2024 | 3 | MI | 5109 | DTE Electric Company | Preliminary | AC | 44.964 | 14.598 | 0.844 | 0 | 60.406 | 6760 | 491 | 31 | 0 | 7282 | . | . | . | . | 0 | . | . | . | . | 0 | . | . | . | . | 0 | 14.463 | 0.064 | 0 | 0 | 14.527 | 2477 | 6 | 0 | 0 | 2483 | 27.802 | 0.139 | 0 | 0 | 27.941 | . | . | . | . | 0 | . | . | . | . | 0 | . | . | . | . | 0 | 0.101 | 0.202 | 0 | 0 | 0.303 | 32 | 29 | 0 | 0 | 61 | . | 0 | . | . | 0 | 0.024 | 0.065 | 0.904 | . | 0.993 | 4 | 3 | 32 | . | 39 | . | . | . | . | 0 | 45.089 | 14.865 | 1.748 | 0 | 61.702 | 6796 | 523 | 63 | 0 | 7382 | 0 | 0 | 0 | 0 | 0
2024 | 3 | MI | 9324 | Indiana Michigan Power Co | Preliminary | AC | 4.303 | 1.178 | 0.158 | . | 5.639 | 553 | 49 | 2 | . | 604 | . | . | . | . | 0 | . | . | . | . | 0 | 246.962 | 84.458 | 0.22 | . | 331.64 | 0.514 | . | . | . | 0.514 | 106 | . | . | . | 106 | 1.352 | . | . | . | 1.352 | . | . | . | . | 0 | . | . | . | . | 0 | . | . | . | . | 0 | 0.022 | 0.006 | 0.005 | . | 0.033 | 6 | 1 | 1 | . | 8 | . | 0 | 0 | . | 0 | . | . | . | . | 0 | . | . | . | . | 0 | . | . | . | . | 0 | 4.325 | 1.184 | 0.163 | 0 | 5.672 | 559 | 50 | 3 | 0 | 612 | 246.962 | 84.458 | 0.22 | 0 | 331.64
2024 | 3 | MI | 10704 | City of Lansing - (MI) | Preliminary | AC | 2.003 | 1.18 | . | . | 3.183 | 314 | 25 | . | . | 339 | . | . | . | . | 0 | . | . | . | . | 0 | . | . | . | . | 0 | . | . | . | . | 0 | . | . | . | . | 0 | . | . | . | . | 0 | . | . | . | . | 0 | . | . | . | . | 0 | . | . | . | . | 0 | . | . | . | . | 0 | . | . | . | . | 0 | . | . | . | . | 0 | . | . | . | . | 0 | . | . | . | . | 0 | . | . | . | . | 0 | 2.003 | 1.18 | NM | 0 | 3.183 | 314 | 25 | 0 | 0 | 339 | 0 | 0 | 0 | 0 | 0
2024 | 3 | MI | 19578 | Upper Peninsula Power Company | Preliminary | AC | 1.62 | 0.28 | . | . | 1.9 | 251 | 7 | . | . | 258 | . | . | . | . | 0 | . | . | . | . | 0 | . | . | . | . | 0 | . | . | . | . | 0 | . | . | . | . | 0 | . | . | . | . | 0 | . | . | . | . | 0 | . | . | . | . | 0 | . | . | . | . | 0 | 0.076 | . | . | . | 0.076 | 20 | . | . | . | 20 | . | . | . | . | 0 | . | . | . | . | 0 | . | . | . | . | 0 | . | . | . | . | 0 | 1.696 | 0.28 | NM | 0 | 1.976 | 271 | 7 | 0 | 0 | 278 | 0 | 0 | 0 | 0 | 0
2024 | 3 | MI | 60631 | Upper Michigan Energy Resources Corp. | Preliminary | DC | 0.6 | 0.121 | . | . | 0.721 | 69 | 3 | . | . | 72 | . | . | . | . | 0 | . | . | . | . | 0 | . | . | . | . | 0 | 0.032 | . | . | . | 0.032 | 3 | . | . | . | 3 | . | . | . | . | 0 | . | . | . | . | 0 | . | . | . | . | 0 | . | . | . | . | 0 | 0.062 | 0.02 | . | . | 0.082 | 9 | 1 | . | . | 10 | . | . | . | . | 0 | 0.01 | 0.005 | . | . | 0.015 | 1 | 2 | . | . | 3 | . | . | . | . | 0 | 0.672 | 0.146 | NM | 0 | 0.818 | 79 | 6 | 0 | 0 | 85 | 0 | 0 | 0 | 0 | 0
2024 | 3 | MI | 99999 | Adjustment 2024 | Preliminary |  | 5.16 | 4.628 | NM | . | 10.198 | . | . | . | . | . | -0.494 | -0.291 | . | . | -0.784 | . | . | . | . | . | . | . | . | . | . | -1.753 | -0.047 | . | . | -1.8 | . | . | . | . | . | . | . | . | . | . | . | . | . | . | 0 | . | . | . | . | . | . | . | . | . | . | . | . | . | . | . | . | . | . | . | . | . | . | . | . | . | . | . | . | . | . | . | . | . | . | . | . | . | . | . | . | 4.667 | 4.337 | NM | . | 9.413 | . | . | . | . | . | . | . | . | . | .
2024 | 3 | MN | 689 | Connexus Energy | Preliminary | AC | 10.119 | 2.206 | 0 | 0 | 12.325 | 1141 | 37 | 0 | 0 | 1178 | 0.232 | 0.008 | 0 | 0 | 0.24 | 125 | 4 | 0 | 0 | 129 | . | . | . | . | 0 | . | . | . | . | 0 | . | . | . | . | 0 | . | . | . | . | 0 | . | . | . | . | 0 | . | . | . | . | 0 | . | . | . | . | 0 | 0.059 | 0.01 | . | . | 0.069 | 5 | 1 | . | . | 6 | . | . | . | . | 0 | 0.025 | . | . | . | 0.025 | 5 | . | . | . | 5 | . | . | . | . | 0 | 10.435 | 2.224 | NM | 0 | 12.659 | 1276 | 42 | 0 | 0 | 1318 | 0 | 0 | 0 | 0 | 0
2024 | 3 | MN | 5574 | East Central Energy | Preliminary | AC | 6.947 | 0.826 | 0 | 0 | 7.773 | 554 | 38 | 0 | 0 | 592 | . | . | . | . | 0 | . | . | . | . | 0 | 367.911 | 40.771 | 0 | 0 | 408.682 | . | . | . | . | 0 | . | . | . | . | 0 | . | . | . | . | 0 | . | . | . | . | 0 | . | . | . | . | 0 | . | . | . | . | 0 | 0.042 | 0.042 | 0 | 0 | 0.084 | 3 | 3 | 0 | 0 | 6 | 0 | 1.043 | 0 | 0 | 1.043 | . | . | . | . | 0 | . | . | . | . | 0 | . | . | . | . | 0 | 6.989 | 0.868 | NM | 0 | 7.857 | 557 | 41 | 0 | 0 | 598 | 367.911 | 41.814 | 0 | 0 | 409.725
2024 | 3 | MN | 10596 | City of Lake Crystal - (MN) | Preliminary | AC | 0.053 | 0.04 | . | . | 0.093 | 5 | 1 | . | . | 6 | . | . | . | . | 0 | . | . | . | . | 0 | . | . | . | . | 0 | 0.005 | 0.1 | . | . | 0.105 | 1 | 1 | . | . | 2 | . | . | . | . | 0 | . | . | . | . | 0 | . | . | . | . | 0 | . | . | . | . | 0 | . | . | . | . | 0 | . | . | . | . | 0 | . | . | . | . | 0 | . | . | . | . | 0 | . | . | . | . | 0 | . | . | . | . | 0 | 0.053 | 0.04 | NM | 0 | 0.093 | 5 | 1 | 0 | 0 | 6 | 0 | 0 | 0 | 0 | 0
2024 | 3 | MN | 12647 | ALLETE, Inc. | Preliminary | AC | 7.742 | 7.744 | 0.02 | . | 15.506 | 845 | 168 | 1 | . | 1014 | 0.518 | 0.522 | . | . | 1.04 | 94 | 3 | . | . | 97 | 185.042 | 67.18 | . | . | 252.222 | 0.38 | 0.006 | . | . | 0.386 | 24 | 1 | . | . | 25 | . | . | . | . | 0 | . | . | . | . | 0 | . | . | . | . | 0 | . | . | . | . | 0 | 0.082 | 0.093 | . | . | 0.175 | 8 | 7 | . | . | 15 | . | . | . | . | 0 | . | . | . | . | 0 | . | . | . | . | 0 | . | . | . | . | 0 | 8.342 | 8.359 | 0.02 | 0 | 16.721 | 947 | 178 | 1 | 0 | 1126 | 185.042 | 67.18 | 0 | 0 | 252.222
2024 | 3 | MN | 13781 | Northern States Power Co - Minnesota | Preliminary | DC | 85.909 | 54.834 | 18.264 | 0 | 159.007 | 11418 | 1234 | 229 | 0 | 12881 | . | . | . | . | 0 | . | . | . | . | 0 | . | . | . | . | 0 | . | . | . | . | 0 | . | . | . | . | 0 | . | . | . | . | 0 | . | . | . | . | 0 | . | . | . | . | 0 | . | . | . | . | 0 | . | . | . | . | 0 | . | . | . | . | 0 | . | . | . | . | 0 | . | . | . | . | 0 | . | . | . | . | 0 | . | . | . | . | 0 | 85.909 | 54.834 | 18.264 | 0 | 159.007 | 11418 | 1234 | 229 | 0 | 12881 | 0 | 0 | 0 | 0 | 0
2024 | 3 | MN | 14232 | Otter Tail Power Co | Preliminary | AC | 0.692 | 2.03 | 0 | 0 | 2.722 | 60 | 40 | 0 | 0 | 100 | 0 | 0 | 0 | 0 | 0 | 0 | 0 | 0 | 0 | 0 | 51.708 | 28.797 | 0 | 0 | 80.505 | 0 | 0 | 0 | 0 | 0 | 0 | 0 | 0 | 0 | 0 | 0 | 0 | 0 | 0 | 0 | 0 | 0 | 0 | 0 | 0 | 0 | 0 | 0 | 0 | 0 | 0 | 0 | 0 | 0 | 0 | 0.002 | 0.199 | 0 | 0 | 0.201 | 1 | 8 | 0 | 0 | 9 | 0 | 1.104 | 0 | 0 | 1.104 | 0 | 0.035 | 0 | 0 | 0.035 | 0 | 1 | 0 | 0 | 1 | 0 | 0 | 0 | 0 | 0 | 0.694 | 2.264 | NM | 0 | 2.958 | 61 | 49 | 0 | 0 | 110 | 51.708 | 29.901 | 0 | 0 | 81.609
2024 | 3 | MN | 16181 | Rochester Public Utilities | Preliminary | AC | 4.124 | 0.716 | 0 | 0 | 4.84 | 524 | 22 | 0 | 0 | 546 | 0.286 | 0 | 0 | 0 | 0.286 | 208 | 0 | 0 | 0 | 208 | 544.894 | 33.883 | 0 | 0 | 578.777 | 0.037 | 0 | 0 | 0 | 0.037 | 7 | 0 | 0 | 0 | 7 | 0.075 | 0 | 0 | 0 | 0.075 | 0 | 0 | 0 | 0 | 0 | 0 | 0 | 0 | 0 | 0 | 0 | 0 | 0 | 0 | 0 | 0.003 | 0 | 0 | 0 | 0.003 | 1 | 0 | 0 | 0 | 1 | 0 | 0 | 0 | 0 | 0 | 0 | 0 | 0 | 0 | 0 | 0 | 0 | 0 | 0 | 0 | 0 | 0 | 0 | 0 | 0 | 4.413 | 0.716 | NM | 0 | 5.129 | 733 | 22 | 0 | 0 | 755 | 544.894 | 33.883 | 0 | 0 | 578.777
2024 | 3 | MN | 17267 | Sioux Valley SW Elec Coop | Preliminary | DC | 0.469 | 0.068 | . | . | 0.537 | 21 | 3 | . | . | 24 | . | . | . | . | 0 | . | . | . | . | 0 | 53.083 | 7.664 | . | . | 60.747 | . | . | . | . | 0 | . | . | . | . | 0 | . | . | . | . | 0 | . | . | . | . | 0 | . | . | . | . | 0 | . | . | . | . | 0 | 0.025 | . | . | . | 0.025 | 1 | . | . | . | 1 | 3.3 | . | . | . | 3.3 | . | . | . | . | 0 | . | . | . | . | 0 | . | . | . | . | 0 | 0.494 | 0.068 | NM | 0 | 0.562 | 22 | 3 | 0 | 0 | 25 | 56.383 | 7.664 | 0 | 0 | 64.047
2024 | 3 | MN | 20996 | Wright-Hennepin Coop Elec Assn | Preliminary | AC | 3.597 | 0.556 | . | . | 4.153 | 285 | 18 | . | . | 303 | 0.075 | . | . | . | 0.075 | 40 | . | . | . | 40 | 185.145 | 7.762 | . | . | 192.907 | . | . | . | . | 0 | . | . | . | . | 0 | . | . | . | . | 0 | . | . | . | . | 0 | . | . | . | . | 0 | . | . | . | . | 0 | 0.08 | . | . | . | 0.08 | 5 | . | . | . | 5 | 1.567 | . | . | . | 1.567 | . | . | . | . | 0 | . | . | . | . | 0 | . | . | . | . | 0 | 3.752 | 0.556 | NM | 0 | 4.308 | 330 | 18 | 0 | 0 | 348 | 186.712 | 7.762 | 0 | 0 | 194.474
2024 | 3 | MN | 25177 | Dakota Electric Association | Preliminary | AC | 13.835 | 0.773 | 0 | 0 | 14.608 | 1394 | 23 | 0 | 0 | 1417 | . | . | . | . | 0 | . | . | . | . | 0 | . | . | . | . | 0 | . | . | . | . | 0 | . | . | . | . | 0 | . | . | . | . | 0 | . | . | . | . | 0 | . | . | . | . | 0 | . | . | . | . | 0 | 0.11 | 0.095 | 0 | 0 | 0.205 | 6 | 4 | 0 | 0 | 10 | . | . | . | . | 0 | . | . | . | . | 0 | . | . | . | . | 0 | . | . | . | . | 0 | 13.945 | 0.868 | NM | 0 | 14.813 | 1400 | 27 | 0 | 0 | 1427 | 0 | 0 | 0 | 0 | 0
2024 | 3 | MN | 99999 | Adjustment 2024 | Preliminary |  | 48.208 | 4.159 | -2.604 | 0 | 49.763 | . | . | . | . | . | . | . | . | . | 0 | . | . | . | . | . | . | . | . | . | . | . | . | . | . | 0 | . | . | . | . | . | . | . | . | . | . | . | . | . | . | 0 | . | . | . | . | . | . | . | . | . | . | . | . | . | . | . | . | . | . | . | . | . | . | . | . | . | . | . | . | . | . | . | . | . | . | . | . | . | . | . | . | 48.208 | 4.159 | -2.604 | 0 | 49.763 | . | . | . | . | . | . | . | . | . | .
2024 | 3 | MO | 4675 | Cuivre River Electric Coop Inc | Preliminary | AC | 2.099 | 0.008 | . | . | 2.107 | 241 | 1 | . | . | 242 | . | . | . | . | 0 | . | . | . | . | 0 | 193.57 | 0.08 | . | . | 193.65 | . | . | . | . | 0 | . | . | . | . | 0 | . | . | . | . | 0 | . | . | . | . | 0 | . | . | . | . | 0 | . | . | . | . | 0 | . | . | . | . | 0 | . | . | . | . | 0 | . | . | . | . | 0 | . | . | . | . | 0 | . | . | . | . | 0 | . | . | . | . | 0 | 2.099 | 0.008 | NM | 0 | 2.107 | 241 | 1 | 0 | 0 | 242 | 193.57 | 0.08 | 0 | 0 | 193.65
2024 | 3 | MO | 5860 | Empire District Electric Co | Preliminary | AC | 112.593 | 37.174 | 0.746 | . | 150.513 | 4389 | 471 | 7 | . | 4867 | . | . | . | . | 0 | . | . | . | . | 0 | 675.327 | 182.749 | 0 | . | 858.076 | . | . | . | . | 0 | . | . | . | . | 0 | . | . | . | . | 0 | . | . | . | . | 0 | . | . | . | . | 0 | . | . | . | . | 0 | 0.025 | 0.002 | . | . | 0.027 | 4 | 1 | . | . | 5 | 0 | 0 | . | . | 0 | . | . | . | . | 0 | . | . | . | . | 0 | . | . | . | . | 0 | 112.618 | 37.176 | 0.746 | 0 | 150.54 | 4393 | 472 | 7 | 0 | 4872 | 675.327 | 182.749 | 0 | 0 | 858.076
2024 | 3 | MO | 9231 | City of Independence - (MO) | Preliminary | AC | 4.889 | 0.234 | 0 | 0 | 5.123 | 649 | 31 | 0 | 0 | 680 | . | . | . | . | 0 | . | . | . | . | 0 | . | . | . | . | 0 | . | . | . | . | 0 | . | . | . | . | 0 | . | . | . | . | 0 | . | . | . | . | 0 | . | . | . | . | 0 | . | . | . | . | 0 | . | 0.002 | . | . | 0.002 | . | 1 | . | . | 1 | . | . | . | . | 0 | . | . | . | . | 0 | . | . | . | . | 0 | . | . | . | . | 0 | 4.889 | 0.236 | NM | 0 | 5.125 | 649 | 32 | 0 | 0 | 681 | 0 | 0 | 0 | 0 | 0
2024 | 3 | MO | 10000 | Evergy Metro | Preliminary | AC | 28.168 | 20.843 | 1.527 | . | 50.538 | 3261 | 831 | 53 | . | 4145 | 1.362 | 0.033 | . | . | 1.395 | 486 | 2 | . | . | 488 | 1745.9 | 558.467 | 45.776 | . | 2350.143 | 0.185 | . | . | . | 0.185 | 19 | . | . | . | 19 | . | . | . | . | 0 | . | . | . | . | 0 | . | . | . | . | 0 | . | . | . | . | 0 | 0.011 | . | 0.05 | . | 0.061 | 4 | . | 1 | . | 5 | 0.032 | . | 0 | . | 0.032 | . | . | . | . | 0 | . | . | . | . | 0 | . | . | . | . | 0 | 29.541 | 20.876 | 1.577 | 0 | 51.994 | 3751 | 833 | 54 | 0 | 4638 | 1745.932 | 558.467 | 45.776 | 0 | 2350.175
2024 | 3 | MO | 12698 | Evergy Missouri West | Preliminary | AC | 50.516 | 24.121 | 0.891 | . | 75.528 | 4612 | 861 | 21 | . | 5494 | 0.843 | 0.046 | . | . | 0.889 | 254 | 5 | . | . | 259 | 3349.012 | 815.416 | 25.182 | . | 4189.61 | 0.085 | . | . | . | 0.085 | 10 | . | . | . | 10 | . | . | . | . | 0 | . | . | . | . | 0 | . | . | . | . | 0 | . | . | . | . | 0 | 0.023 | 0.006 | . | . | 0.029 | 10 | 2 | . | . | 12 | 2.487 | . | . | . | 2.487 | . | . | . | . | 0 | . | . | . | . | 0 | . | 0 | . | . | 0 | 51.382 | 24.173 | 0.891 | 0 | 76.446 | 4876 | 868 | 21 | 0 | 5765 | 3351.499 | 815.416 | 25.182 | 0 | 4192.097
2024 | 3 | MO | 17833 | City Utilities of Springfield - (MO) | Preliminary | AC | 5.014 | 2.74 | 0 | 0 | 7.754 | 643 | 61 | 0 | 0 | 704 | . | . | . | . | 0 | . | . | . | . | 0 | 84.28 | 46.027 | 0 | 0 | 130.307 | . | . | . | . | 0 | . | . | . | . | 0 | . | . | . | . | 0 | . | . | . | . | 0 | . | . | . | . | 0 | . | . | . | . | 0 | . | . | . | . | 0 | . | . | . | . | 0 | . | . | . | . | 0 | . | . | . | . | 0 | . | . | . | . | 0 | . | . | . | . | 0 | 5.014 | 2.74 | NM | 0 | 7.754 | 643 | 61 | 0 | 0 | 704 | 84.28 | 46.027 | 0 | 0 | 130.307
2024 | 3 | MO | 19436 | Union Electric Co - (MO) | Preliminary | AC | 69.106 | 50.697 | 3.303 | . | 123.106 | 7352 | 1836 | 110 | . | 9298 | . | . | . | . | 0 | . | . | . | . | 0 | . | . | . | . | 0 | . | . | . | . | 0 | . | . | . | . | 0 | . | . | . | . | 0 | . | . | . | . | 0 | . | . | . | . | 0 | . | . | . | . | 0 | 0.048 | 0.018 | . | . | 0.066 | 18 | 7 | . | . | 25 | . | . | . | . | 0 | . | . | . | . | 0 | . | . | . | . | 0 | . | . | . | . | 0 | 69.154 | 50.715 | 3.303 | 0 | 123.172 | 7370 | 1843 | 110 | 0 | 9323 | 0 | 0 | 0 | 0 | 0
2024 | 3 | MO | 99999 | Adjustment 2024 | Preliminary |  | 88.752 | 5.974 | 0.179 | . | 94.905 | . | . | . | . | . | . | . | . | . | . | . | . | . | . | . | . | . | . | . | . | . | . | . | . | . | . | . | . | . | . | . | . | . | . | . | . | . | . | . | . | . | . | . | . | . | . | . | . | . | . | . | . | . | . | . | . | . | . | . | . | . | . | . | . | . | . | . | . | . | . | . | . | . | . | . | . | . | . | . | . | 88.752 | 5.974 | 0.179 | . | 94.905 | . | . | . | . | . | . | . | . | . | .
2024 | 3 | MS | 3841 | Coast Electric Power Assn - (MS) | Preliminary | AC | 0.259 | 0.092 | . | . | 0.351 | 371 | 1 | . | . | 372 | . | . | . | . | 0 | . | . | . | . | 0 | 172.956 | 0 | . | . | 172.956 | . | . | . | . | 0 | . | . | . | . | 0 | . | . | . | . | 0 | . | . | . | . | 0 | . | . | . | . | 0 | . | . | . | . | 0 | . | . | . | . | 0 | . | . | . | . | 0 | . | . | . | . | 0 | . | . | . | . | 0 | . | . | . | . | 0 | . | . | . | . | 0 | 0.259 | 0.092 | NM | 0 | 0.351 | 371 | 1 | 0 | 0 | 372 | 172.956 | 0 | 0 | 0 | 172.956
2024 | 3 | MS | 12685 | Entergy Mississippi LLC | Preliminary | DC | 1.144 | 0.421 | 0.02 | . | 1.585 | 270 | 22 | 2 | . | 294 | . | . | . | . | 0 | . | . | . | . | 0 | . | . | . | . | 0 | . | . | . | . | 0 | . | . | . | . | 0 | . | . | . | . | 0 | . | . | . | . | 0 | . | . | . | . | 0 | . | . | . | . | 0 | 0.011 | 0 | 0 | . | 0.011 | 1 | 0 | 0 | . | 1 | . | . | . | . | 0 | 0 | 0 | 0 | . | 0 | 0 | 0 | 0 | . | 0 | . | . | . | . | 0 | 1.155 | 0.421 | 0.02 | 0 | 1.596 | 271 | 22 | 2 | 0 | 295 | 0 | 0 | 0 | 0 | 0
2024 | 3 | MS | 12686 | Mississippi Power Co | Preliminary | DC | 4.495 | 2.112 | . | . | 6.607 | 455 | 37 | . | . | 492 | . | . | . | . | 0 | . | . | . | . | 0 | . | . | . | . | 0 | . | . | . | . | 0 | . | . | . | . | 0 | . | . | . | . | 0 | . | . | . | . | 0 | . | . | . | . | 0 | . | . | . | . | 0 | . | . | . | . | 0 | . | . | . | . | 0 | . | . | . | . | 0 | . | . | . | . | 0 | . | . | . | . | 0 | . | . | . | . | 0 | 4.495 | 2.112 | NM | 0 | 6.607 | 455 | 37 | 0 | 0 | 492 | 0 | 0 | 0 | 0 | 0
2024 | 3 | MS | 17647 | Southern Pine Electric Cooperative | Preliminary | AC | 0.479 | 0.775 | . | . | 1.254 | 51 | 11 | . | . | 62 | . | . | . | . | 0 | . | . | . | . | 0 | 16.419 | 32.524 | . | . | 48.943 | 0.096 | . | . | . | 0.096 | 11 | . | . | . | 11 | . | . | . | . | 0 | . | . | . | . | 0 | . | . | . | . | 0 | . | . | . | . | 0 | . | . | . | . | 0 | . | . | . | . | 0 | . | . | . | . | 0 | . | 0.065 | . | . | 0.065 | . | 1 | . | . | 1 | . | . | . | . | 0 | 0.479 | 0.84 | NM | 0 | 1.319 | 51 | 12 | 0 | 0 | 63 | 16.419 | 32.524 | 0 | 0 | 48.943
2024 | 3 | MS | 99999 | Adjustment 2024 | Preliminary |  | 4.466 | 1.79 | 0.338 | . | 6.593 | . | . | . | . | . | . | . | . | . | 0 | . | . | . | . | . | . | . | . | . | . | . | . | . | . | 0 | . | . | . | . | . | . | . | . | . | . | . | . | . | . | 0 | . | . | . | . | . | . | . | . | . | . | . | . | . | . | . | . | . | . | . | . | . | . | . | . | . | . | . | . | . | . | . | . | . | . | . | . | . | . | . | . | 4.466 | 1.79 | 0.338 | . | 6.593 | . | . | . | . | . | . | . | . | . | .
2024 | 3 | MT | 6395 | Flathead Electric Coop Inc | Preliminary | DC | 2.073 | 0.517 | . | . | 2.59 | 174 | 31 | . | . | 205 | 0.143 | . | . | . | 0.143 | 350 | . | . | . | 350 | . | . | . | . | 0 | 0.549 | 0.027 | . | . | 0.576 | 16 | 2 | . | . | 18 | 0.734 | 0.027 | . | . | 0.761 | . | . | . | . | 0 | . | . | . | . | 0 | . | . | . | . | 0 | 0.005 | . | . | . | 0.005 | 4 | . | . | . | 4 | . | . | . | . | 0 | . | . | . | . | 0 | . | . | . | . | 0 | . | . | . | . | 0 | 2.221 | 0.517 | NM | 0 | 2.738 | 528 | 31 | 0 | 0 | 559 | 0 | 0 | 0 | 0 | 0
2024 | 3 | MT | 12199 | Montana-Dakota Utilities Co | Preliminary | AC | 0.122 | 0.074 | . | . | 0.196 | 15 | 4 | . | . | 19 | . | . | . | . | 0 | . | . | . | . | 0 | . | . | . | . | 0 | . | . | . | . | 0 | . | . | . | . | 0 | . | . | . | . | 0 | . | . | . | . | 0 | . | . | . | . | 0 | . | . | . | . | 0 | 0.002 | 0.005 | . | . | 0.007 | 3 | 2 | . | . | 5 | . | . | . | . | 0 | . | . | . | . | 0 | . | . | . | . | 0 | . | . | . | . | 0 | 0.124 | 0.079 | NM | 0 | 0.203 | 18 | 6 | 0 | 0 | 24 | 0 | 0 | 0 | 0 | 0
2024 | 3 | MT | 12692 | Missoula Electric Coop, Inc | Preliminary | AC | 0.872 | 0.083 | . | . | 0.955 | 114 | 6 | . | . | 120 | 0.109 | 0.046 | . | . | 0.155 | 142 | 10 | . | . | 152 | . | . | . | . | 0 | . | . | . | . | 0 | . | . | . | . | 0 | . | . | . | . | 0 | . | . | . | . | 0 | . | . | . | . | 0 | . | . | . | . | 0 | 0.002 | . | . | . | 0.002 | 1 | . | . | . | 1 | . | . | . | . | 0 | . | . | . | . | 0 | . | . | . | . | 0 | . | . | . | . | 0 | 0.983 | 0.129 | NM | 0 | 1.112 | 257 | 16 | 0 | 0 | 273 | 0 | 0 | 0 | 0 | 0
2024 | 3 | MT | 12825 | NorthWestern Energy LLC - (MT) | Preliminary | AC | 42.646 | 10.543 | 0 | 0 | 53.189 | 6012 | 673 | 0 | 0 | 6685 | 0 | 0 | 0 | 0 | 0 | 0 | 0 | 0 | 0 | 0 | 0 | 0 | 0 | 0 | 0 | 0 | 0 | 0 | 0 | 0 | 0 | 0 | 0 | 0 | 0 | 0 | 0 | 0 | 0 | 0 | 0 | 0 | 0 | 0 | 0 | 0 | 0 | 0 | 0 | 0 | 0 | 0 | 0 | 0 | 0 | 0.411 | 0.513 | 0 | 0 | 0.924 | 76 | 35 | 0 | 0 | 111 | 0 | 0 | 0 | 0 | 0 | 0.018 | 0.07 | 0 | 0 | 0.088 | 3 | 2 | 0 | 0 | 5 | 0 | 0 | 0 | 0 | 0 | 43.075 | 11.126 | NM | 0 | 54.201 | 6091 | 710 | 0 | 0 | 6801 | 0 | 0 | 0 | 0 | 0
2024 | 3 | MT | 19603 | USBIA-Mission Valley Power | Preliminary | AC | 0.468 | . | . | . | 0.468 | 70 | . | . | . | 70 | . | . | . | . | 0 | . | . | . | . | 0 | . | . | . | . | 0 | . | . | . | . | 0 | . | . | . | . | 0 | . | . | . | . | 0 | . | . | . | . | 0 | . | . | . | . | 0 | . | . | . | . | 0 | . | . | . | . | 0 | . | . | . | . | 0 | . | . | . | . | 0 | . | . | . | . | 0 | . | . | . | . | 0 | . | . | . | . | 0 | 0.468 | NM | NM | 0 | 0.468 | 70 | 0 | 0 | 0 | 70 | 0 | 0 | 0 | 0 | 0
2024 | 3 | MT | 20997 | Yellowstone Valley Elec Co-op | Preliminary | AC | 2.88 | . | . | . | 2.88 | 333 | . | . | . | 333 | . | . | . | . | 0 | . | . | . | . | 0 | . | . | . | . | 0 | . | . | . | . | 0 | . | . | . | . | 0 | . | . | . | . | 0 | . | . | . | . | 0 | . | . | . | . | 0 | . | . | . | . | 0 | 0.012 | . | . | . | 0.012 | 3 | . | . | . | 3 | . | . | . | . | 0 | . | . | . | . | 0 | . | . | . | . | 0 | . | . | . | . | 0 | 2.892 | NM | NM | 0 | 2.892 | 336 | 0 | 0 | 0 | 336 | 0 | 0 | 0 | 0 | 0
2024 | 3 | MT | 99999 | Adjustment 2024 | Preliminary |  | 3.951 | 0.1 | . | . | 4.051 | . | . | . | . | . | -0.025 | . | . | . | -0.025 | . | . | . | . | . | . | . | . | . | . | -0.096 | -0.005 | . | . | -0.1 | . | . | . | . | . | . | . | . | . | . | . | . | . | . | 0 | . | . | . | . | . | . | . | . | . | . | . | . | . | . | . | . | . | . | . | . | . | . | . | . | . | . | . | . | . | . | . | . | . | . | . | . | . | . | . | . | 3.927 | 0.1 | . | . | 4.026 | . | . | . | . | . | . | . | . | . | .
2024 | 3 | NC | 3046 | Duke Energy Progress - (NC) | Preliminary | AC | 161.405 | 27.035 | 5.118 | 0 | 193.558 | 22114 | 662 | 19 | 0 | 22795 | . | . | . | . | 0 | . | . | . | . | 0 | . | . | . | . | 0 | . | . | . | . | 0 | . | . | . | . | 0 | . | . | . | . | 0 | . | . | . | . | 0 | . | . | . | . | 0 | . | . | . | . | 0 | 0.002 | 0.01 | 0 | 0 | 0.012 | 1 | 1 | 0 | 0 | 2 | . | . | . | . | 0 | . | . | . | . | 0 | . | . | . | . | 0 | . | . | . | . | 0 | 161.407 | 27.045 | 5.118 | 0 | 193.57 | 22115 | 663 | 19 | 0 | 22797 | 0 | 0 | 0 | 0 | 0
2024 | 3 | NC | 5416 | Duke Energy Carolinas, LLC | Preliminary | AC | 153.728 | 41.5 | 6.155 | . | 201.383 | 22840 | 892 | 35 | . | 23767 | . | . | . | . | 0 | . | . | . | . | 0 | . | . | . | . | 0 | . | . | . | . | 0 | . | . | . | . | 0 | . | . | . | . | 0 | . | . | . | . | 0 | . | . | . | . | 0 | . | . | . | . | 0 | 0.007 | 0.002 | 0 | . | 0.009 | 5 | 1 | 0 | . | 6 | . | . | . | . | 0 | 0.006 | 0.4 | . | . | 0.406 | 1 | 1 | . | . | 2 | . | . | . | . | 0 | 153.741 | 41.902 | 6.155 | 0 | 201.798 | 22846 | 894 | 35 | 0 | 23775 | 0 | 0 | 0 | 0 | 0
2024 | 3 | NC | 6235 | Fayetteville Public Works Commission | Preliminary | AC | 1.733 | . | . | . | 1.733 | 284 | . | . | . | 284 | . | . | . | . | 0 | . | . | . | . | 0 | . | . | . | . | 0 | . | . | . | . | 0 | . | . | . | . | 0 | . | . | . | . | 0 | . | . | . | . | 0 | . | . | . | . | 0 | . | . | . | . | 0 | . | . | . | . | 0 | . | . | . | . | 0 | . | . | . | . | 0 | . | . | . | . | 0 | . | . | . | . | 0 | . | . | . | . | 0 | 1.733 | NM | NM | 0 | 1.733 | 284 | 0 | 0 | 0 | 284 | 0 | 0 | 0 | 0 | 0
2024 | 3 | NC | 9837 | Jones-Onslow Elec Member Corp | Preliminary | AC | 3.734 | . | . | . | 3.734 | 489 | . | . | . | 489 | . | . | . | . | 0 | . | . | . | . | 0 | 182.95 | . | . | . | 0 | . | . | . | . | 0 | . | . | . | . | 0 | . | . | . | . | 0 | . | . | . | . | 0 | . | . | . | . | 0 | . | . | . | . | 0 | . | . | . | . | 0 | . | . | . | . | 0 | . | . | . | . | 0 | . | . | . | . | 0 | . | . | . | . | 0 | . | . | . | . | 0 | 3.734 | NM | NM | 0 | 3.734 | 489 | 0 | 0 | 0 | 489 | 182.95 | 0 | 0 | 0 | 182.95
2024 | 3 | NC | 16496 | Rutherford Elec Member Corp | Preliminary | AC | 2.586 | 0.055 | 0.2 | 0 | 2.841 | 359 | 2 | 1 | 0 | 362 | . | . | . | . | 0 | . | . | . | . | 0 | 124.712 | 1.594 | 0 | 0 | 126.306 | . | . | . | . | 0 | . | . | . | . | 0 | . | . | . | . | 0 | . | . | . | . | 0 | . | . | . | . | 0 | . | . | . | . | 0 | . | . | . | . | 0 | . | . | . | . | 0 | . | . | . | . | 0 | . | . | . | . | 0 | . | . | . | . | 0 | . | . | . | . | 0 | 2.586 | 0.055 | 0.2 | 0 | 2.841 | 359 | 2 | 1 | 0 | 362 | 124.712 | 1.594 | 0 | 0 | 126.306
2024 | 3 | NC | 19876 | Virginia Electric & Power Co | Preliminary | AC | 4.725 | 0.981 | . | . | 5.706 | 643 | 27 | . | . | 670 | . | . | . | . | 0 | . | . | . | . | 0 | . | . | . | . | 0 | . | . | . | . | 0 | . | . | . | . | 0 | . | . | . | . | 0 | . | . | . | . | 0 | . | . | . | . | 0 | . | . | . | . | 0 | 0.046 | 0.046 | . | . | 0.092 | 112 | 15 | . | . | 127 | . | . | . | . | 0 | . | . | . | . | 0 | . | . | . | . | 0 | . | . | . | . | 0 | 4.771 | 1.027 | NM | 0 | 5.798 | 755 | 42 | 0 | 0 | 797 | 0 | 0 | 0 | 0 | 0
2024 | 3 | NC | 24889 | Brunswick Electric Member Corp | Preliminary | AC | 6.304 | . | . | . | 6.304 | 788 | . | . | . | 788 | 0.23 | . | . | . | 0.23 | 146 | . | . | . | 146 | . | . | . | . | 0 | . | . | . | . | 0 | . | . | . | . | 0 | . | . | . | . | 0 | . | . | . | . | 0 | . | . | . | . | 0 | . | . | . | . | 0 | . | . | . | . | 0 | . | . | . | . | 0 | . | . | . | . | 0 | . | . | . | . | 0 | . | . | . | . | 0 | . | . | . | . | 0 | 6.534 | NM | NM | 0 | 6.534 | 934 | 0 | 0 | 0 | 934 | 0 | 0 | 0 | 0 | 0
2024 | 3 | NC | 99999 | Adjustment 2024 | Preliminary |  | 28.764 | 2.34 | . | . | 31.104 | . | . | . | . | . | . | . | . | . | . | . | . | . | . | . | . | . | . | . | . | . | . | . | . | . | . | . | . | . | . | . | . | . | . | . | . | . | . | . | . | . | . | . | . | . | . | . | . | . | . | . | . | . | . | . | . | . | . | . | . | . | . | . | . | . | . | . | . | . | . | . | . | . | . | . | . | . | . | . | . | 28.764 | 2.34 | . | . | 31.104 | . | . | . | . | . | . | . | . | . | .
2024 | 3 | ND | 12090 | McLean Electric Coop, Inc | Preliminary | AC | 0.08 | . | . | . | 0.08 | 7 | . | . | . | 7 | . | . | . | . | 0 | . | . | . | . | 0 | 3.66 | . | . | . | 3.66 | . | . | . | . | 0 | . | . | . | . | 0 | . | . | . | . | 0 | . | . | . | . | 0 | . | . | . | . | 0 | . | . | . | . | 0 | . | . | . | . | 0 | . | . | . | . | 0 | . | . | . | . | 0 | . | . | . | . | 0 | . | . | . | . | 0 | . | . | . | . | 0 | 0.08 | NM | NM | 0 | 0.08 | 7 | 0 | 0 | 0 | 7 | 3.66 | 0 | 0 | 0 | 3.66
2024 | 3 | ND | 12301 | Nodak Electric Coop Inc | Preliminary | AC | 0.092 | . | . | . | 0.092 | 12 | . | . | . | 12 | . | . | . | . | 0 | . | . | . | . | 0 | 1.554 | . | . | . | 1.554 | . | . | . | . | 0 | . | . | . | . | 0 | . | . | . | . | 0 | . | . | . | . | 0 | . | . | . | . | 0 | . | . | . | . | 0 | 0.086 | . | 0.06 | . | 0.146 | 5 | . | 2 | . | 7 | 0 | . | 0 | . | 0 | . | . | . | . | 0 | . | . | . | . | 0 | . | . | . | . | 0 | 0.178 | NM | 0.06 | 0 | 0.238 | 17 | 0 | 2 | 0 | 19 | 1.554 | 0 | 0 | 0 | 1.554
2024 | 3 | ND | 14232 | Otter Tail Power Co | Preliminary | AC | 0.009 | 0.164 | 0 | 0 | 0.173 | 1 | 6 | 0 | 0 | 7 | 0 | 0 | 0 | 0 | 0 | 0 | 0 | 0 | 0 | 0 | 0.482 | 4.22 | 0 | 0 | 4.702 | 0 | 0 | 0 | 0 | 0 | 0 | 0 | 0 | 0 | 0 | 0 | 0 | 0 | 0 | 0 | 0 | 0 | 0 | 0 | 0 | 0 | 0 | 0 | 0 | 0 | 0 | 0 | 0 | 0 | 0 | 0.012 | 0.03 | 0 | 0 | 0.042 | 1 | 1 | 0 | 0 | 2 | 0 | 0 | 0 | 0 | 0 | 0 | 0 | 0 | 0 | 0 | 0 | 0 | 0 | 0 | 0 | 0 | 0 | 0 | 0 | 0 | 0.021 | 0.194 | NM | 0 | 0.215 | 2 | 7 | 0 | 0 | 9 | 0.482 | 4.22 | 0 | 0 | 4.702
2024 | 3 | ND | 19790 | Verendrye Electric Coop Inc | Preliminary | AC | 0.064 | . | . | . | 0.064 | 7 | . | . | . | 7 | . | . | . | . | 0 | . | . | . | . | 0 | 5.67 | . | . | . | 5.67 | . | . | . | . | 0 | . | . | . | . | 0 | . | . | . | . | 0 | . | . | . | . | 0 | . | . | . | . | 0 | . | . | . | . | 0 | 0.004 | . | . | . | 0.004 | 1 | . | . | . | 1 | 0.055 | . | . | . | 0.055 | . | . | . | . | 0 | . | . | . | . | 0 | . | . | . | . | 0 | 0.068 | NM | NM | 0 | 0.068 | 8 | 0 | 0 | 0 | 8 | 5.725 | 0 | 0 | 0 | 5.725
2024 | 3 | ND | 20413 | Mountrail-Williams Elec Coop | Preliminary | AC | 0.152 | 0.083 | . | . | 0.235 | 6 | 2 | . | . | 8 | . | . | . | . | 0 | . | . | . | . | 0 | 7.567 | 7.908 | . | . | 15.475 | . | . | . | . | 0 | . | . | . | . | 0 | . | . | . | . | 0 | . | . | . | . | 0 | . | . | . | . | 0 | . | . | . | . | 0 | . | 0.002 | . | . | 0.002 | . | 1 | . | . | 1 | . | 0 | . | . | 0 | . | . | . | . | 0 | . | . | . | . | 0 | . | . | . | . | 0 | 0.152 | 0.085 | NM | 0 | 0.237 | 6 | 3 | 0 | 0 | 9 | 7.567 | 7.908 | 0 | 0 | 15.475
2024 | 3 | ND | 24949 | Cass County Elec Coop Inc | Preliminary | DC | 0.396 | . | . | . | 0.396 | 33 | . | . | . | 33 | 0.101 | . | . | . | 0.101 | 151 | . | . | . | 151 | 7.768 | . | . | . | 7.768 | . | . | . | . | 0 | . | . | . | . | 0 | . | . | . | . | 0 | . | . | . | . | 0 | . | . | . | . | 0 | . | . | . | . | 0 | 0.157 | . | . | . | 0.157 | 14 | . | . | . | 14 | 2.794 | . | . | . | 2.794 | . | . | . | . | 0 | . | . | . | . | 0 | . | . | . | . | 0 | 0.654 | NM | NM | 0 | 0.654 | 198 | 0 | 0 | 0 | 198 | 10.562 | 0 | 0 | 0 | 10.562
2024 | 3 | ND | 99999 | Adjustment 2024 | Preliminary |  | -0.069 | . | . | . | -0.069 | . | . | . | . | . | -0.018 | . | . | . | -0.018 | . | . | . | . | . | . | . | . | . | . | . | . | . | . | 0 | . | . | . | . | . | . | . | . | . | . | . | . | . | . | 0 | . | . | . | . | . | . | . | . | . | . | . | . | . | . | . | . | . | . | . | . | . | . | . | . | . | . | . | . | . | . | . | . | . | . | . | . | . | . | . | . | -0.087 | . | . | . | -0.087 | . | . | . | . | . | . | . | . | . | .
2024 | 3 | NE | 4373 | Cornhusker Public Power Dist | Preliminary | AC | 0.849 | . | . | . | 0.849 | 38 | . | . | . | 38 | . | . | . | . | 0 | . | . | . | . | 0 | . | . | . | . | 0 | . | . | . | . | 0 | . | . | . | . | 0 | . | . | . | . | 0 | . | . | . | . | 0 | . | . | . | . | 0 | . | . | . | . | 0 | . | . | . | . | 0 | . | . | . | . | 0 | . | . | . | . | 0 | . | . | . | . | 0 | . | . | . | . | 0 | . | . | . | . | 0 | 0.849 | NM | NM | 0 | 0.849 | 38 | 0 | 0 | 0 | 38 | 0 | 0 | 0 | 0 | 0
2024 | 3 | NE | 4911 | Dawson Power District | Preliminary | AC | 0.621 | 0.287 | . | . | 0.908 | 53 | 7 | . | . | 60 | . | . | . | . | 0 | . | . | . | . | 0 | . | . | . | . | 0 | 0.117 | . | . | . | 0.117 | 7 | . | . | . | 7 | 0.212 | . | . | . | 0.212 | . | . | . | . | 0 | . | . | . | . | 0 | . | . | . | . | 0 | . | 0.002 | . | . | 0.002 | . | 1 | . | . | 1 | . | 0 | . | . | 0 | . | . | . | . | 0 | . | . | . | . | 0 | . | . | . | . | 0 | 0.621 | 0.289 | NM | 0 | 0.91 | 53 | 8 | 0 | 0 | 61 | 0 | 0 | 0 | 0 | 0
2024 | 3 | NE | 6779 | City of Fremont - (NE) | Preliminary | AC | 0.046 | 0.025 | . | . | 0.071 | 8 | 1 | . | . | 9 | 1.162 | 0.286 | . | . | 1.448 | 267 | 12 | . | . | 279 | . | . | . | . | 0 | . | . | . | . | 0 | . | . | . | . | 0 | . | . | . | . | 0 | . | . | . | . | 0 | . | . | . | . | 0 | . | . | . | . | 0 | . | . | . | . | 0 | . | . | . | . | 0 | . | . | . | . | 0 | . | . | . | . | 0 | . | . | . | . | 0 | . | . | . | . | 0 | 1.208 | 0.311 | NM | 0 | 1.519 | 275 | 13 | 0 | 0 | 288 | 0 | 0 | 0 | 0 | 0
2024 | 3 | NE | 11018 | Lincoln Electric System | Preliminary | AC | 2.85 | 0.663 | 0.005 | 0 | 3.518 | 394 | 37 | 1 | 0 | 432 | 3.361 | 0.239 | . | . | 3.6 | 591 | 42 | . | . | 633 | . | . | . | . | 0 | . | . | . | . | 0 | . | . | . | . | 0 | . | . | . | . | 0 | . | . | . | . | 0 | . | . | . | . | 0 | . | . | . | . | 0 | . | 0.002 | . | . | 0.002 | . | 1 | . | . | 1 | . | . | . | . | 0 | . | . | . | . | 0 | . | . | . | . | 0 | . | . | . | . | 0 | 6.211 | 0.904 | 0.005 | 0 | 7.12 | 985 | 80 | 1 | 0 | 1066 | 0 | 0 | 0 | 0 | 0
2024 | 3 | NE | 11251 | Loup River Public Power Dist | Preliminary | AC | . | . | 0.729 | . | 0.729 | . | . | 45 | . | 45 | . | . | . | . | 0 | . | . | . | . | 0 | . | . | 54.58 | . | 54.58 | . | . | . | . | 0 | . | . | . | . | 0 | . | . | . | . | 0 | . | . | . | . | 0 | . | . | . | . | 0 | . | . | . | . | 0 | . | . | . | . | 0 | . | . | . | . | 0 | . | . | . | . | 0 | . | . | . | . | 0 | . | . | . | . | 0 | . | . | . | . | 0 | NM | NM | 0.729 | 0 | 0.729 | 0 | 0 | 45 | 0 | 45 | 0 | 0 | 54.58 | 0 | 54.58
2024 | 3 | NE | 12539 | Midwest Electric Member Corp - (NE) | Preliminary | AC | 0.291 | 0.058 | 0 | 0 | 0.349 | 26 | 4 | 0 | 0 | 30 | 0 | 0 | 0 | 0 | 0 | 0 | 0 | 0 | 0 | 0 | 26.289 | 4.102 | 0 | 0 | 30.391 | 0 | 0 | 0 | 0 | 0 | 0 | 0 | 0 | 0 | 0 | 0 | 0 | 0 | 0 | 0 | 0 | 0 | 0 | 0 | 0 | 0 | 0 | 0 | 0 | 0 | 0 | 0 | 0 | 0 | 0 | 0.083 | 0 | 0 | 0 | 0.083 | 2 | 0 | 0 | 0 | 2 | 0.56 | 0 | 0 | 0 | 0.56 | 0 | 0 | 0 | 0 | 0 | 0 | 0 | 0 | 0 | 0 | 0 | 0 | 0 | 0 | 0 | 0.374 | 0.058 | NM | 0 | 0.432 | 28 | 4 | 0 | 0 | 32 | 26.849 | 4.102 | 0 | 0 | 30.951
2024 | 3 | NE | 13337 | Nebraska Public Power District | Preliminary | AC | 1.461 | 0.977 | . | . | 2.438 | 190 | 60 | . | . | 250 | . | . | . | . | 0 | . | . | . | . | 0 | 20.097 | 69.728 | . | . | 89.825 | . | . | . | . | 0 | . | . | . | . | 0 | . | . | . | . | 0 | . | . | . | . | 0 | . | . | . | . | 0 | . | . | . | . | 0 | 0.025 | 0.046 | . | . | 0.071 | 4 | 14 | . | . | 18 | . | . | . | . | 0 | . | . | . | . | 0 | . | . | . | . | 0 | . | . | . | . | 0 | 1.486 | 1.023 | NM | 0 | 2.509 | 194 | 74 | 0 | 0 | 268 | 20.097 | 69.728 | 0 | 0 | 89.825
2024 | 3 | NE | 13664 | Norris Public Power District | Preliminary | DC | 1.81 | 0.317 | . | . | 2.127 | 155 | 8 | . | . | 163 | . | . | . | . | 0 | . | . | . | . | 0 | 144.75 | 21.621 | . | . | 166.371 | . | . | . | . | 0 | . | . | . | . | 0 | . | . | . | . | 0 | . | . | . | . | 0 | . | . | . | . | 0 | . | . | . | . | 0 | 0.136 | 0.056 | . | . | 0.192 | 17 | 5 | . | . | 22 | 7.193 | 0.048 | . | . | 7.241 | . | . | . | . | 0 | . | . | . | . | 0 | . | . | . | . | 0 | 1.946 | 0.373 | NM | 0 | 2.319 | 172 | 13 | 0 | 0 | 185 | 151.943 | 21.669 | 0 | 0 | 173.612
2024 | 3 | NE | 14127 | Omaha Public Power District | Preliminary | AC | 11.148 | 0.689 | . | . | 11.837 | 1547 | 42 | . | . | 1589 | . | . | . | . | 0 | . | . | . | . | 0 | 221.179 | 11.223 | . | . | 232.402 | . | . | . | . | 0 | . | . | . | . | 0 | . | . | . | . | 0 | . | . | . | . | 0 | . | . | . | . | 0 | . | . | . | . | 0 | 0.032 | 0.002 | . | . | 0.034 | 7 | 1 | . | . | 8 | 1.245 | 0 | . | . | 1.245 | . | . | . | . | 0 | . | . | . | . | 0 | . | . | . | . | 0 | 11.18 | 0.691 | NM | 0 | 11.871 | 1554 | 43 | 0 | 0 | 1597 | 222.424 | 11.223 | 0 | 0 | 233.647
2024 | 3 | NE | 17642 | Southern Public Power District | Preliminary | AC | 0.551 | 0.025 | 0 | 0 | 0.576 | 37 | 1 | 0 | 0 | 38 | 0 | 0 | 0 | 0 | 0 | 0 | 0 | 0 | 0 | 0 | 0 | 0 | 0 | 0 | 0 | 0 | 0 | 0 | 0 | 0 | 0 | 0 | 0 | 0 | 0 | 0 | 0 | 0 | 0 | 0 | 0 | 0 | 0 | 0 | 0 | 0 | 0 | 0 | 0 | 0 | 0 | 0 | 0 | 0 | 0 | 0.027 | 0 | 0 | 0 | 0.027 | 5 | 0 | 0 | 0 | 5 | 0 | 0 | 0 | 0 | 0 | 0 | 0 | 0 | 0 | 0 | 0 | 0 | 0 | 0 | 0 | 0 | 0 | 0 | . | 0 | 0.578 | 0.025 | NM | 0 | 0.603 | 42 | 1 | 0 | 0 | 43 | 0 | 0 | 0 | 0 | 0
2024 | 3 | NE | 27058 | High West Energy, Inc | Preliminary | AC | 0.012 | . | . | . | 0.012 | 6 | . | . | . | 6 | . | . | . | . | 0 | . | . | . | . | 0 | . | . | . | . | 0 | . | . | . | . | 0 | . | . | . | . | 0 | . | . | . | . | 0 | . | . | . | . | 0 | . | . | . | . | 0 | . | . | . | . | 0 | . | . | . | . | 0 | . | . | . | . | 0 | . | . | . | . | 0 | . | . | . | . | 0 | . | . | . | . | 0 | . | . | . | . | 0 | 0.012 | NM | NM | 0 | 0.012 | 6 | 0 | 0 | 0 | 6 | 0 | 0 | 0 | 0 | 0
2024 | 3 | NE | 40606 | City of Grand Island - (NE) | Preliminary | AC | 0.098 | 0 | 0.012 | 0 | 0.11 | 9 | 0 | 1 | 0 | 10 | . | . | . | . | 0 | . | . | . | . | 0 | . | . | . | . | 0 | . | . | . | . | 0 | . | . | . | . | 0 | . | . | . | . | 0 | . | . | . | . | 0 | . | . | . | . | 0 | . | . | . | . | 0 | . | . | . | . | 0 | . | . | . | . | 0 | . | . | . | . | 0 | . | . | . | . | 0 | . | . | . | . | 0 | . | . | . | . | 0 | 0.098 | NM | 0.012 | 0 | 0.11 | 9 | 0 | 1 | 0 | 10 | 0 | 0 | 0 | 0 | 0
2024 | 3 | NE | 99999 | Adjustment 2024 | Preliminary |  | 7.81 | 0.877 | NM | . | 8.787 | . | . | . | . | . | . | . | . | . | 0 | . | . | . | . | . | . | . | . | . | . | . | . | . | . | 0 | . | . | . | . | . | . | . | . | . | . | . | . | . | . | 0 | . | . | . | . | . | . | . | . | . | . | . | . | . | . | . | . | . | . | . | . | . | . | . | . | . | . | . | . | . | . | . | . | . | . | . | . | . | . | . | . | 7.81 | 0.877 | NM | . | 8.787 | . | . | . | . | . | . | . | . | . | .
2024 | 3 | NH | 13441 | New Hampshire Elec Coop Inc | Preliminary | AC | 13.922 | 3.598 | 1.961 | 0 | 19.481 | 1750 | 115 | 7 | 0 | 1872 | . | 0.997 | . | . | 0.997 | . | 27 | . | . | 27 | . | . | . | . | 0 | . | . | . | . | 0 | . | . | . | . | 0 | . | . | . | . | 0 | . | . | . | . | 0 | . | . | . | . | 0 | . | . | . | . | 0 | 0.086 | 0.005 | . | . | 0.091 | 28 | 2 | . | . | 30 | . | . | . | . | 0 | 0.012 | 0.004 | . | . | 0.016 | 1 | 1 | . | . | 2 | . | . | . | . | 0 | 14.02 | 4.604 | 1.961 | 0 | 20.585 | 1779 | 145 | 7 | 0 | 1931 | 0 | 0 | 0 | 0 | 0
2024 | 3 | NH | 15472 | Public Service Co of NH | Preliminary | AC | 118.46 | 55.718 | 5.214 | 0 | 179.392 | 14954 | 818 | 39 | 0 | 15811 | 0 | 0 | 0 | 0 | 0 | 0 | 0 | 0 | 0 | 0 | 0 | 0 | 0 | 0 | 0 | 0 | 0 | 0 | 0 | 0 | 0 | 0 | 0 | 0 | 0 | 0 | 0 | 0 | 0 | 0 | 0 | 0 | 0 | 0 | 0 | 0 | 0 | 0 | 0 | 0 | 0 | 0 | 0 | 0 | 0 | 0.121 | 0.13 | 0 | 0 | 0.251 | 29 | 7 | 0 | 0 | 36 | 0 | 0 | 0 | 0 | 0 | 0.093 | 20.93 | 0.215 | 0 | 21.238 | 3 | 50 | 3 | 0 | 56 | 0 | 0 | 0 | 0 | 0 | 118.674 | 76.778 | 5.429 | 0 | 200.881 | 14986 | 875 | 42 | 0 | 15903 | 0 | 0 | 0 | 0 | 0
2024 | 3 | NH | 24590 | Unitil Energy Systems | Preliminary | AC | 17.126 | 4.063 | 0.812 | . | 22.001 | 2158 | 94 | 7 | . | 2259 | 0.191 | 0.628 | . | . | 0.819 | 13 | 14 | . | . | 27 | 159.123 | 83.164 | . | . | 242.287 | 0.751 | . | . | . | 0.751 | 74 | . | . | . | 74 | 0.929 | . | . | . | 0.929 | . | . | . | . | 0 | . | . | . | . | 0 | . | . | . | . | 0 | 0.015 | . | . | . | 0.015 | 3 | . | . | . | 3 | . | . | . | . | 0 | . | 9.005 | . | . | 9.005 | . | 3 | . | . | 3 | . | . | . | . | 0 | 17.332 | 13.696 | 0.812 | 0 | 31.84 | 2174 | 111 | 7 | 0 | 2292 | 159.123 | 83.164 | 0 | 0 | 242.287
2024 | 3 | NH | 26510 | Liberty Utilities (Granite State Electric) Corp | Preliminary | AC | 12.247 | 7.406 | 0 | 0 | 19.653 | 1477 | 108 | 0 | . | 1585 | 0.08 | 0.309 | 0 | 0 | 0.389 | 7 | 7 | 0 | 0 | 14 | . | . | . | . | 0 | . | . | . | . | 0 | . | . | . | . | 0 | . | . | . | . | 0 | . | . | . | . | 0 | . | . | . | . | 0 | . | . | . | . | 0 | 0 | 0.006 | 0 | 0 | 0.006 | 0 | 1 | 0 | 0 | 1 | . | . | . | . | 0 | 0 | 2 | 0 | 0 | 2 | 0 | 1 | 0 | 0 | 1 | . | . | . | . | 0 | 12.327 | 9.721 | NM | 0 | 22.048 | 1484 | 117 | 0 | 0 | 1601 | 0 | 0 | 0 | 0 | 0
2024 | 3 | NH | 99999 | Adjustment 2024 | Preliminary |  | 0.979 | 0.072 | . | . | 1.051 | . | . | . | . | . | . | . | . | . | . | . | . | . | . | . | . | . | . | . | . | . | . | . | . | . | . | . | . | . | . | . | . | . | . | . | . | . | . | . | . | . | . | . | . | . | . | . | . | . | . | . | . | . | . | . | . | . | . | . | . | . | . | . | . | . | . | . | . | . | . | . | . | . | . | . | . | . | . | . | . | 0.979 | 0.072 | . | . | 1.051 | . | . | . | . | . | . | . | . | . | .
2024 | 3 | NJ | 963 | Atlantic City Electric Co | Preliminary | AC | 408.734 | 163.461 | 22.349 | 0 | 594.544 | 49763 | 1686 | 46 | 0 | 51495 | . | . | . | . | 0 | . | . | . | . | 0 | . | . | . | . | 0 | . | . | . | . | 0 | . | . | . | . | 0 | . | . | . | . | 0 | . | . | . | . | 0 | . | . | . | . | 0 | . | . | . | . | 0 | 0.207 | 0.04 | 0 | 0 | 0.247 | 17 | 2 | 0 | 0 | 19 | . | . | . | . | 0 | 0.06 | 0 | 0 | 0 | 0.06 | 5 | 0 | 0 | 0 | 5 | . | . | . | . | 0 | 409.001 | 163.501 | 22.349 | 0 | 594.851 | 49785 | 1688 | 46 | 0 | 51519 | 0 | 0 | 0 | 0 | 0
2024 | 3 | NJ | 9726 | Jersey Central Power & Lt Co | Preliminary | AC | 428.724 | 427.025 | 23.634 | 0 | 879.383 | 51519 | 2494 | 58 | 0 | 54071 | 0.067 | 0 | 0 | 0 | 0.067 | 1 | 0 | 0 | 0 | 1 | 0 | 0 | 0 | 0 | 0 | 12.235 | 0.072 | 0 | 0 | 12.307 | 1296 | 6 | 0 | 0 | 1302 | 0 | 0 | 0 | 0 | 0 | 0.085 | 0 | 0 | 0 | 0.085 | 8 | 0 | 0 | 0 | 8 | 0 | 0 | 0 | 0 | 0 | 0.22 | 0.057 | 0 | 0 | 0.277 | 15 | 4 | 0 | 0 | 19 | 0 | 0 | 0 | 0 | 0 | 0 | 0.74 | 0 | 0 | 0.74 | 0 | 2 | 0 | 0 | 2 | 0 | 0 | 0 | 0 | 0 | 429.011 | 427.822 | 23.634 | 0 | 880.467 | 51535 | 2500 | 58 | 0 | 54093 | 0 | 0 | 0 | 0 | 0
2024 | 3 | NJ | 15477 | Public Service Elec & Gas Co | Preliminary | DC | 535.016 | 818.601 | 92.727 | 0 | 1446.344 | 83235 | 4208 | 169 | 0 | 87612 | . | . | . | . | 0 | . | . | . | . | 0 | . | . | . | . | 0 | . | . | . | . | 0 | . | . | . | . | 0 | . | . | . | . | 0 | . | . | . | . | 0 | . | . | . | . | 0 | . | . | . | . | 0 | . | 1.514 | . | . | 1.514 | . | 4 | . | . | 4 | . | . | . | . | 0 | . | . | . | . | 0 | . | . | . | . | 0 | . | . | . | . | 0 | 535.016 | 820.115 | 92.727 | 0 | 1447.858 | 83235 | 4212 | 169 | 0 | 87616 | 0 | 0 | 0 | 0 | 0
2024 | 3 | NJ | 16213 | Rockland Electric Co | Preliminary | AC | 11.41 | 29.333 | 0.072 | 0 | 40.815 | 1287 | 159 | 1 | 0 | 1447 | 0 | 0 | 0 | 0 | 0 | 0 | 0 | 0 | 0 | 0 | . | . | . | . | 0 | 0.145 | 0 | 0 | 0 | 0.145 | 14 | 0 | 0 | 0 | 14 | 0 | 0 | 0 | 0 | 0 | 0.842 | 0 | 0 | 0 | 0.842 | 73 | 0 | 0 | 0 | 73 | 0 | 0 | 0 | 0 | 0 | 0 | 0 | 0 | 0 | 0 | 0 | 0 | 0 | 0 | 0 | . | . | . | . | 0 | 0 | 0 | 0 | 0 | 0 | 0 | 0 | 0 | 0 | 0 | . | . | . | . | 0 | 11.41 | 29.333 | 0.072 | 0 | 40.815 | 1287 | 159 | 1 | 0 | 1447 | 0 | 0 | 0 | 0 | 0
2024 | 3 | NJ | 99999 | Adjustment 2024 | Preliminary |  | -83.993 | -130.154 | -5.282 | 0 | -219.428 | . | . | . | . | . | . | . | . | . | 0 | . | . | . | . | . | . | . | . | . | . | . | . | . | . | 0 | . | . | . | . | . | . | . | . | . | . | . | . | . | . | 0 | . | . | . | . | . | . | . | . | . | . | . | . | . | . | . | . | . | . | . | . | . | . | . | . | . | . | . | . | . | . | . | . | . | . | . | . | . | . | . | . | -83.993 | -130.154 | -5.282 | 0 | -219.428 | . | . | . | . | . | . | . | . | . | .
2024 | 3 | NM | 3287 | Central Valley Elec Coop, Inc | Preliminary | AC | 0.566 | . | . | . | 0.566 | 65 | . | . | . | 65 | . | . | . | . | 0 | . | . | . | . | 0 | 16.04 | . | . | . | 16.04 | . | . | . | . | 0 | . | . | . | . | 0 | . | . | . | . | 0 | . | . | . | . | 0 | . | . | . | . | 0 | . | . | . | . | 0 | 0.001 | . | . | . | 0.001 | 1 | . | . | . | 1 | . | . | . | . | 0 | . | . | . | . | 0 | . | . | . | . | 0 | . | . | . | . | 0 | 0.567 | NM | NM | 0 | 0.567 | 66 | 0 | 0 | 0 | 66 | 16.04 | 0 | 0 | 0 | 16.04
2024 | 3 | NM | 5701 | El Paso Electric Co | Preliminary | AC | 50.679 | 7.608 | . | . | 58.287 | 9292 | 192 | . | . | 9484 | . | . | . | . | 0 | . | . | . | . | 0 | 1976.22 | 115.819 | . | . | 2092.039 | 0.929 | . | . | . | 0.929 | 107 | . | . | . | 107 | . | . | . | . | 0 | . | . | . | . | 0 | . | . | . | . | 0 | . | . | . | . | 0 | 0.007 | 0.006 | . | . | 0.013 | 3 | 2 | . | . | 5 | . | . | . | . | 0 | . | . | . | . | 0 | . | . | . | . | 0 | . | . | . | . | 0 | 50.686 | 7.614 | NM | 0 | 58.3 | 9295 | 194 | 0 | 0 | 9489 | 1976.22 | 115.819 | 0 | 0 | 2092.039
2024 | 3 | NM | 6204 | City of Farmington - (NM) | Preliminary | AC | 2.009 | 0.131 | 0 | 0 | 2.14 | 390 | 16 | 0 | 0 | 406 | . | . | . | . | 0 | . | . | . | . | 0 | 171.524 | 4.22 | 0 | 0 | 175.744 | . | . | . | . | 0 | . | . | . | . | 0 | . | . | . | . | 0 | . | . | . | . | 0 | . | . | . | . | 0 | . | . | . | . | 0 | . | . | . | . | 0 | . | . | . | . | 0 | . | . | . | . | 0 | . | . | . | . | 0 | . | . | . | . | 0 | . | . | . | . | 0 | 2.009 | 0.131 | NM | 0 | 2.14 | 390 | 16 | 0 | 0 | 406 | 171.524 | 4.22 | 0 | 0 | 175.744
2024 | 3 | NM | 11204 | Los Alamos County | Preliminary | DC | 2.598 | 0.714 | . | . | 3.312 | 449 | 32 | . | . | 481 | . | . | . | . | 0 | . | . | . | . | 0 | 0 | 0 | . | . | 0 | . | . | . | . | 0 | . | . | . | . | 0 | . | . | . | . | 0 | . | . | . | . | 0 | . | . | . | . | 0 | . | . | . | . | 0 | . | . | . | . | 0 | . | . | . | . | 0 | . | . | . | . | 0 | . | . | . | . | 0 | . | . | . | . | 0 | . | . | . | . | 0 | 2.598 | 0.714 | NM | 0 | 3.312 | 449 | 32 | 0 | 0 | 481 | 0 | 0 | 0 | 0 | 0
2024 | 3 | NM | 15473 | Public Service Co of NM | Preliminary | DC | 264.24 | 88.02 | 0 | 0 | 352.26 | 42590 | 1147 | 0 | 0 | 43737 | . | . | . | . | 0 | . | . | . | . | 0 | . | . | . | . | 0 | . | . | . | . | 0 | . | . | . | . | 0 | . | . | . | . | 0 | . | . | . | . | 0 | . | . | . | . | 0 | . | . | . | . | 0 | 0.009 | 0.015 | 0 | 0 | 0.024 | 3 | 3 | 0 | 0 | 6 | . | . | . | . | 0 | . | . | . | . | 0 | . | . | . | . | 0 | . | . | . | . | 0 | 264.249 | 88.035 | NM | 0 | 352.284 | 42593 | 1150 | 0 | 0 | 43743 | 0 | 0 | 0 | 0 | 0
2024 | 3 | NM | 17718 | Southwestern Public Service Co | Preliminary | DC | 19.392 | 7.588 | 0.493 | 0 | 27.473 | 2032 | 107 | 6 | 0 | 2145 | . | . | . | . | 0 | . | . | . | . | 0 | . | . | . | . | 0 | . | . | . | . | 0 | . | . | . | . | 0 | . | . | . | . | 0 | . | . | . | . | 0 | . | . | . | . | 0 | . | . | . | . | 0 | . | . | . | . | 0 | . | . | . | . | 0 | . | . | . | . | 0 | . | . | . | . | 0 | . | . | . | . | 0 | . | . | . | . | 0 | 19.392 | 7.588 | 0.493 | 0 | 27.473 | 2032 | 107 | 6 | 0 | 2145 | 0 | 0 | 0 | 0 | 0
2024 | 3 | NM | 99999 | Adjustment 2024 | Preliminary |  | -20.69 | -9.977 | NM | 0 | -30.311 | . | . | . | . | . | . | . | . | . | 0 | . | . | . | . | . | . | . | . | . | . | . | . | . | . | 0 | . | . | . | . | . | . | . | . | . | . | . | . | . | . | 0 | . | . | . | . | . | . | . | . | . | . | . | . | . | . | . | . | . | . | . | . | . | . | . | . | . | . | . | . | . | . | . | . | . | . | . | . | . | . | . | . | -20.69 | -9.977 | NM | 0 | -30.311 | . | . | . | . | . | . | . | . | . | .
2024 | 3 | NV | 2008 | City of Boulder City - (NV) | Preliminary | DC | 1.182 | 1.106 | 0 | 0 | 2.288 | 140 | 11 | 0 | 0 | 151 | . | . | . | . | 0 | . | . | . | . | 0 | . | . | . | . | 0 | . | . | . | . | 0 | . | . | . | . | 0 | . | . | . | . | 0 | . | . | . | . | 0 | . | . | . | . | 0 | . | . | . | . | 0 | . | . | . | . | 0 | . | . | . | . | 0 | . | . | . | . | 0 | . | . | . | . | 0 | . | . | . | . | 0 | . | . | . | . | 0 | 1.182 | 1.106 | NM | 0 | 2.288 | 140 | 11 | 0 | 0 | 151 | 0 | 0 | 0 | 0 | 0
2024 | 3 | NV | 13073 | Mt Wheeler Power, Inc | Preliminary | AC | 0.061 | 0.157 | . | . | 0.218 | 14 | 6 | . | . | 20 | . | . | . | . | 0 | . | . | . | . | 0 | . | . | . | . | 0 | . | . | . | . | 0 | . | . | . | . | 0 | . | . | . | . | 0 | . | . | . | . | 0 | . | . | . | . | 0 | . | . | . | . | 0 | . | 0.011 | . | . | 0.011 | . | 1 | . | . | 1 | . | . | . | . | 0 | . | . | . | . | 0 | . | . | . | . | 0 | . | . | . | . | 0 | 0.061 | 0.168 | NM | 0 | 0.229 | 14 | 7 | 0 | 0 | 21 | 0 | 0 | 0 | 0 | 0
2024 | 3 | NV | 13407 | Nevada Power Co | Preliminary | AC | 801.615 | 29.85 | 33.259 | 0 | 864.724 | 105403 | 535 | 117 | 0 | 106055 | . | . | . | . | 0 | . | . | . | . | 0 | . | . | . | . | 0 | 13.483 | 0.005 | 0.163 | 0 | 13.651 | 1694 | 1 | 1 | 0 | 1696 | 34.629 | 0.01 | 0.84 | 0 | 35.479 | . | . | . | . | 0 | . | . | . | . | 0 | . | . | . | . | 0 | 0.016 | 0.008 | 0.002 | . | 0.026 | 2 | 3 | 1 | . | 6 | . | . | . | . | 0 | . | . | . | . | 0 | . | . | . | . | 0 | . | . | . | . | 0 | 801.631 | 29.858 | 33.261 | 0 | 864.75 | 105405 | 538 | 118 | 0 | 106061 | 0 | 0 | 0 | 0 | 0
2024 | 3 | NV | 17166 | Sierra Pacific Power Co | Preliminary | AC | 75.567 | 34.454 | 1.073 | . | 111.094 | 12316 | 439 | 5 | . | 12760 | . | . | . | . | 0 | . | . | . | . | 0 | . | . | . | . | 0 | 6.796 | 0.042 | . | . | 6.838 | 896 | 3 | . | . | 899 | 17.534 | 0.087 | . | . | 17.621 | . | . | . | . | 0 | . | . | . | . | 0 | . | . | . | . | 0 | 0.307 | 9.354 | 0.007 | . | 9.668 | 49 | 88 | 1 | . | 138 | . | . | . | . | 0 | 0.05 | 0.108 | 0.05 | . | 0.208 | 1 | 2 | 1 | . | 4 | . | . | . | . | 0 | 75.924 | 43.916 | 1.13 | 0 | 120.97 | 12366 | 529 | 7 | 0 | 12902 | 0 | 0 | 0 | 0 | 0
2024 | 3 | NV | 19840 | Valley Electric Assn, Inc | Preliminary | AC | 20.295 | 0.181 | 0 | 0 | 20.476 | 2040 | 20 | 0 | 0 | 2060 | . | . | . | . | 0 | . | . | . | . | 0 | 1580.591 | 7.493 | 0 | 0 | 1588.084 | 0 | 0 | 0 | 0 | 0 | 0 | 0 | 0 | 0 | 0 | 0 | 0 | 0 | 0 | 0 | 0 | 0 | 0 | 0 | 0 | 0 | 0 | 0 | 0 | 0 | 0 | 0 | 0 | 0 | 0 | 0.02 | 0.002 | 0 | 0 | 0.022 | 9 | 1 | 0 | 0 | 10 | 1.883 | 0 | 0 | 0 | 1.883 | 0.075 | 0.006 | 0 | 0 | 0.081 | 9 | 1 | 0 | 0 | 10 | 4.37 | 0.01 | 0 | 0 | 4.38 | 20.39 | 0.189 | NM | 0 | 20.579 | 2058 | 22 | 0 | 0 | 2080 | 1586.844 | 7.503 | 0 | 0 | 1594.347
2024 | 3 | NV | 99999 | Adjustment 2024 | Preliminary |  | 3.485 | -0.095 | 0 | 0 | 3.39 | . | . | . | . | . | . | . | . | . | 0 | . | . | . | . | . | . | . | . | . | . | . | . | . | . | 0 | . | . | . | . | . | . | . | . | . | . | . | . | . | . | 0 | . | . | . | . | . | . | . | . | . | . | . | . | . | . | . | . | . | . | . | . | . | . | . | . | . | . | . | . | . | . | . | . | . | . | . | . | . | . | . | . | 3.485 | -0.095 | NM | 0 | 3.39 | . | . | . | . | . | . | . | . | . | .
2024 | 3 | NY | 3249 | Central Hudson Gas & Elec Corp | Preliminary | AC | 120.105 | 199.511 | . | . | 319.616 | 14935 | 737 | . | . | 15672 | . | . | . | . | 0 | . | . | . | . | 0 | . | . | . | . | 0 | . | . | . | . | 0 | . | . | . | . | 0 | . | . | . | . | 0 | . | . | . | . | 0 | . | . | . | . | 0 | . | . | . | . | 0 | 0.143 | 0.016 | . | . | 0.159 | 13 | 2 | . | . | 15 | . | . | . | . | 0 | . | . | . | . | 0 | . | . | . | . | 0 | . | . | . | . | 0 | 120.248 | 199.527 | NM | 0 | 319.775 | 14948 | 739 | 0 | 0 | 15687 | 0 | 0 | 0 | 0 | 0
2024 | 3 | NY | 4226 | Consolidated Edison Co-NY Inc | Preliminary | AC | 354 | 112.36 | . | . | 466.36 | 62458 | 3367 | . | . | 65825 | . | 104.979 | . | . | 104.979 | . | 760 | . | . | 760 | . | . | . | . | 0 | 3.918 | 10.35 | . | . | 14.268 | 482 | 26 | . | . | 508 | 9.938 | 49.689 | . | . | 59.627 | 0.196 | 11.458 | . | . | 11.654 | 25 | 9 | . | . | 34 | 0.48 | 11.654 | . | . | 12.134 | . | 0.143 | . | . | 0.143 | . | 6 | . | . | 6 | . | . | . | . | 0 | 0.015 | 39.122 | . | . | 39.137 | 3 | 41 | . | . | 44 | . | . | . | . | 0 | 354.015 | 256.604 | NM | 0 | 610.619 | 62461 | 4174 | 0 | 0 | 66635 | 0 | 0 | 0 | 0 | 0
2024 | 3 | NY | 11171 | Long Island Power Authority | Preliminary | AC | 588.322 | 97.093 | . | . | 685.415 | 83021 | 1656 | . | . | 84677 | . | 10.635 | . | . | 10.635 | . | 44 | . | . | 44 | . | . | . | . | 0 | 15.278 | 0.638 | . | . | 15.916 | 1769 | 9 | . | . | 1778 | . | . | . | . | 0 | . | . | . | . | 0 | . | . | . | . | 0 | . | . | . | . | 0 | 0.024 | 0.356 | . | . | 0.38 | 5 | 16 | . | . | 21 | . | . | . | . | 0 | 3.139 | 21.287 | . | . | 24.426 | 323 | 46 | . | . | 369 | . | . | . | . | 0 | 591.485 | 129.371 | NM | 0 | 720.856 | 83349 | 1762 | 0 | 0 | 85111 | 0 | 0 | 0 | 0 | 0
2024 | 3 | NY | 13511 | New York State Elec & Gas Corp | Preliminary | AC | 84.136 | 528.039 | . | . | 612.175 | 10287 | 1199 | . | . | 11486 | 0.154 | 439.189 | . | . | 439.343 | 4 | 246 | . | . | 250 | . | . | . | . | 0 | 5.915 | 27.388 | . | . | 33.303 | 439 | 10 | . | . | 449 | . | . | . | . | 0 | 0.323 | 0.42 | . | . | 0.743 | 36 | 4 | . | . | 40 | . | . | . | . | 0 | 0.649 | 0.756 | . | . | 1.405 | 75 | 28 | . | . | 103 | . | . | . | . | 0 | . | 10.897 | . | . | 10.897 | . | 28 | . | . | 28 | . | . | . | . | 0 | 84.939 | 978.881 | NM | 0 | 1063.82 | 10366 | 1501 | 0 | 0 | 11867 | 0 | 0 | 0 | 0 | 0
2024 | 3 | NY | 13573 | Niagara Mohawk Power Corp. | Preliminary | AC | 189.375 | 316.705 | 9.422 | . | 515.502 | 24226 | 2254 | 29 | . | 26509 | 0.011 | 944.651 | . | . | 944.662 | 1 | 284 | . | . | 285 | . | . | . | . | 0 | 0.024 | . | . | . | 0.024 | 4 | . | . | . | 4 | . | . | . | . | 0 | . | . | . | . | 0 | . | . | . | . | 0 | . | . | . | . | 0 | 2.408 | 4.001 | 0.15 | . | 6.559 | 195 | 63 | 2 | . | 260 | . | . | . | . | 0 | 0.115 | 19.222 | 1.155 | . | 20.492 | 24 | 51 | 3 | . | 78 | . | . | . | . | 0 | 191.909 | 1284.579 | 10.727 | 0 | 1487.215 | 24446 | 2652 | 34 | 0 | 27132 | 0 | 0 | 0 | 0 | 0
2024 | 3 | NY | 14154 | Orange & Rockland Utils Inc | Preliminary | AC | 93.521 | 94.382 | 3.428 | 0 | 191.331 | 12194 | 205 | 5 | 0 | 12404 | 0 | 16.916 | 0 | 0 | 16.916 | 0 | 35 | 0 | 0 | 35 | . | . | . | . | 0 | 5.139 | 15.91 | 0 | 0 | 21.049 | 609 | 7 | 0 | 0 | 616 | 4.324 | 7.99 | 0 | 0 | 12.314 | 0.045 | 15 | 0 | 0 | 15.045 | 3 | 4 | 0 | 0 | 7 | 0.04 | 12 | 0 | 0 | 12.04 | 0 | 0.012 | 0 | 0 | 0.012 | 0 | 2 | 0 | 0 | 2 | . | . | . | . | 0 | 0 | 0.02 | 0 | 0 | 0.02 | 0 | 1 | 0 | 0 | 1 | . | . | . | . | 0 | 93.521 | 111.33 | 3.428 | 0 | 208.279 | 12194 | 243 | 5 | 0 | 12442 | 0 | 0 | 0 | 0 | 0
2024 | 3 | NY | 16183 | Rochester Gas & Electric Corp | Preliminary | AC | 20.555 | 173.1 | . | . | 193.655 | 2565 | 252 | . | . | 2817 | 0.044 | 24.302 | . | . | 24.346 | 6 | 378 | . | . | 384 | . | . | . | . | 0 | . | 1 | . | . | 1 | . | 1 | . | . | 1 | . | . | . | . | 0 | . | . | . | . | 0 | . | . | . | . | 0 | . | . | . | . | 0 | 0.074 | 0.88 | . | . | 0.954 | 12 | 5 | . | . | 17 | . | . | . | . | 0 | 0.713 | 1.464 | . | . | 2.177 | 62 | 3 | . | . | 65 | . | . | . | . | 0 | 21.386 | 199.746 | NM | 0 | 221.132 | 2645 | 638 | 0 | 0 | 3283 | 0 | 0 | 0 | 0 | 0
2024 | 3 | NY | 66101 | FirstEnergy Pennsylvania Electric Co | Preliminary | AC | 0.087 | 0.001 | 0 | 0 | 0.088 | 11 | 1 | 0 | 0 | 12 | 0 | 0 | 0 | 0 | 0 | 0 | 0 | 0 | 0 | 0 | 0 | 0 | 0 | 0 | 0 | 0 | 0 | 0 | 0 | 0 | 0 | 0 | 0 | 0 | 0 | 0 | 0 | 0 | 0 | 0 | 0 | 0 | 0 | 0 | 0 | 0 | 0 | 0 | 0 | 0 | 0 | 0 | 0 | 0 | 0 | 0 | 0.004 | 0 | 0 | 0.004 | 0 | 1 | 0 | 0 | 1 | 0 | 0 | 0 | 0 | 0 | 0 | 0 | 0 | 0 | 0 | 0 | 0 | 0 | 0 | 0 | 0 | 0 | 0 | 0 | 0 | 0.087 | 0.005 | NM | 0 | 0.092 | 11 | 2 | 0 | 0 | 13 | 0 | 0 | 0 | 0 | 0
2024 | 3 | NY | 99999 | Adjustment 2024 | Preliminary |  | 0.478 | 0.023 | 0.028 | . | 0.529 | . | . | . | . | . | . | . | . | . | . | . | . | . | . | . | . | . | . | . | . | . | . | . | . | . | . | . | . | . | . | . | . | . | . | . | . | . | . | . | . | . | . | . | . | . | . | . | . | . | . | . | . | . | . | . | . | . | . | . | . | . | . | . | . | . | . | . | . | . | . | . | . | . | . | . | . | . | . | . | . | 0.478 | 0.023 | 0.028 | . | 0.529 | . | . | . | . | . | . | . | . | . | .
2024 | 3 | OH | 3542 | Duke Energy Ohio Inc | Preliminary | AC | 36.656 | 19.193 | 1.171 | . | 57.02 | 4744 | 227 | 20 | . | 4991 | . | . | . | . | 0 | . | . | . | . | 0 | . | . | . | . | 0 | . | . | . | . | 0 | . | . | . | . | 0 | . | . | . | . | 0 | . | . | . | . | 0 | . | . | . | . | 0 | . | . | . | . | 0 | 0.037 | 0.036 | . | . | 0.073 | 8 | 1 | . | . | 9 | . | . | . | . | 0 | . | . | . | . | 0 | . | . | . | . | 0 | . | . | . | . | 0 | 36.693 | 19.229 | 1.171 | 0 | 57.093 | 4752 | 228 | 20 | 0 | 5000 | 0 | 0 | 0 | 0 | 0
2024 | 3 | OH | 3755 | Cleveland Electric Illum Co | Preliminary | AC | 14.18 | 11.429 | 0.721 | 0 | 26.33 | 2028 | 137 | 7 | 0 | 2172 | 0 | 0 | 0 | 0 | 0 | 0 | 0 | 0 | 0 | 0 | 0 | 0 | 0 | 0 | 0 | 1.572 | 1.011 | 0.109 | 0 | 2.692 | 243 | 3 | 1 | 0 | 247 | 0 | 0 | 0 | 0 | 0 | 0 | 0 | 0 | 0 | 0 | 0 | 0 | 0 | 0 | 0 | 0 | 0 | 0 | 0 | 0 | 0.021 | 3.215 | 1.225 | 0 | 4.461 | 5 | 16 | 2 | 0 | 23 | 0 | 0 | 0 | 0 | 0 | 0 | 0 | 0 | 0 | 0 | 0 | 0 | 0 | 0 | 0 | 0 | 0 | 0 | 0 | 0 | 14.201 | 14.644 | 1.946 | 0 | 30.791 | 2033 | 153 | 9 | 0 | 2195 | 0 | 0 | 0 | 0 | 0
2024 | 3 | OH | 4922 | Dayton Power & Light Co | Preliminary | AC | 2.602 | 7.285 | . | . | 9.887 | 388 | 76 | . | . | 464 | . | . | . | . | 0 | . | . | . | . | 0 | . | . | . | . | 0 | . | . | . | . | 0 | . | . | . | . | 0 | . | . | . | . | 0 | . | . | . | . | 0 | . | . | . | . | 0 | . | . | . | . | 0 | 0.099 | 4.668 | . | . | 4.767 | 20 | 10 | . | . | 30 | . | . | . | . | 0 | . | 0.575 | . | . | 0.575 | . | 1 | . | . | 1 | . | . | . | . | 0 | 2.701 | 12.528 | NM | 0 | 15.229 | 408 | 87 | 0 | 0 | 495 | 0 | 0 | 0 | 0 | 0
2024 | 3 | OH | 13998 | Ohio Edison Co | Preliminary | AC | 26.055 | 28.036 | 0.592 | 0 | 54.683 | 3198 | 159 | 4 | 0 | 3361 | 0 | 0 | 0 | 0 | 0 | 0 | 0 | 0 | 0 | 0 | 0 | 0 | 0 | 0 | 0 | 4.363 | 0.303 | 0 | . | 4.666 | 522 | 4 | 0 | 0 | 526 | 0 | 0 | 0 | 0 | 0 | 0 | 0 | 0 | 0 | 0 | 0 | 0 | 0 | 0 | 0 | 0 | 0 | 0 | 0 | 0 | 0.758 | 1.783 | 1.05 | 0 | 3.591 | 73 | 34 | 3 | 0 | 110 | 0 | 0 | 0 | 0 | 0 | 0 | 0.915 | 0 | 0 | 0.915 | 0 | 4 | 0 | 0 | 4 | 0 | 0 | 0 | 0 | 0 | 26.813 | 30.734 | 1.642 | 0 | 59.189 | 3271 | 197 | 7 | 0 | 3475 | 0 | 0 | 0 | 0 | 0
2024 | 3 | OH | 14006 | Ohio Power Co | Preliminary | AC | 64.149 | 63.893 | 5.713 | . | 133.755 | 9233 | 494 | 38 | . | 9765 | . | . | . | . | 0 | . | . | . | . | 0 | 3596.52 | 2243.088 | 118.662 | . | 5958.27 | 3.236 | 0.29 | . | . | 3.526 | 717 | 9 | . | . | 726 | 7.931 | 0.679 | . | . | 8.61 | . | . | . | . | 0 | . | . | . | . | 0 | . | . | . | . | 0 | 0.299 | 2.018 | 25.733 | . | 28.05 | 56 | 22 | 7 | . | 85 | 3.928 | 4.678 | 844.8 | . | 853.406 | . | 2.74 | 1 | . | 3.74 | . | 6 | 1 | . | 7 | . | . | . | . | 0 | 64.448 | 68.651 | 32.446 | 0 | 165.545 | 9289 | 522 | 46 | 0 | 9857 | 3600.448 | 2247.766 | 963.462 | 0 | 6811.676
2024 | 3 | OH | 18997 | The Toledo Edison Co | Preliminary | AC | 4.353 | 14.448 | 23.806 | 0 | 42.607 | 575 | 81 | 16 | 0 | 672 | 0 | 0 | 0 | 0 | 0 | 0 | 0 | 0 | 0 | 0 | 0 | 0 | 0 | 0 | 0 | 0.383 | 0 | 0 | 0 | 0.383 | 47 | 0 | 0 | 0 | 47 | 0 | 0 | 0 | 0 | 0 | 0 | 0 | 0 | 0 | 0 | 0 | 0 | 0 | 0 | 0 | 0 | 0 | 0 | 0 | 0 | 0.273 | 3.345 | 4.5 | 0 | 8.118 | 41 | 20 | 1 | 0 | 62 | 0 | 0 | 0 | 0 | 0 | 0 | 0.78 | 2.8 | 0 | 3.58 | 0 | 4 | 1 | 0 | 5 | 0 | 0 | 0 | 0 | 0 | 4.626 | 18.573 | 31.106 | 0 | 54.305 | 616 | 105 | 18 | 0 | 739 | 0 | 0 | 0 | 0 | 0
2024 | 3 | OH | 99999 | Adjustment 2024 | Preliminary |  | 48.908 | 17.341 | 0.853 | . | 67.102 | . | . | . | . | . | . | . | . | . | . | . | . | . | . | . | . | . | . | . | . | . | . | . | . | . | . | . | . | . | . | . | . | . | . | . | . | . | . | . | . | . | . | . | . | . | . | . | . | . | . | . | . | . | . | . | . | . | . | . | . | . | . | . | . | . | . | . | . | . | . | . | . | . | . | . | . | . | . | . | . | 48.908 | 17.341 | 0.853 | . | 67.102 | . | . | . | . | . | . | . | . | . | .
2024 | 3 | OK | 817 | Arkansas Valley Elec Coop Corp | Preliminary | AC | 0.376 | . | . | . | 0.376 | 40 | . | . | . | 40 | . | . | . | . | 0 | . | . | . | . | 0 | 25.491 | . | . | . | 25.491 | . | . | . | . | 0 | . | . | . | . | 0 | . | . | . | . | 0 | . | . | . | . | 0 | . | . | . | . | 0 | . | . | . | . | 0 | . | . | . | . | 0 | . | . | . | . | 0 | . | . | . | . | 0 | . | . | . | . | 0 | . | . | . | . | 0 | . | . | . | . | 0 | 0.376 | NM | NM | 0 | 0.376 | 40 | 0 | 0 | 0 | 40 | 25.491 | 0 | 0 | 0 | 25.491
2024 | 3 | OK | 5860 | Empire District Electric Co | Preliminary | AC | 0.239 | 0.032 | . | . | 0.271 | 25 | 3 | . | . | 28 | . | . | . | . | 0 | . | . | . | . | 0 | 4.126 | 0 | . | . | 4.126 | . | . | . | . | 0 | . | . | . | . | 0 | . | . | . | . | 0 | . | . | . | . | 0 | . | . | . | . | 0 | . | . | . | . | 0 | . | . | . | . | 0 | . | . | . | . | 0 | . | . | . | . | 0 | . | . | . | . | 0 | . | . | . | . | 0 | . | . | . | . | 0 | 0.239 | 0.032 | NM | 0 | 0.271 | 25 | 3 | 0 | 0 | 28 | 4.126 | 0 | 0 | 0 | 4.126
2024 | 3 | OK | 13734 | Northeast Oklahoma Electric Co | Preliminary | AC | 1.813 | 0.981 | 0 | 0 | 2.794 | 203 | 15 | 0 | 0 | 218 | . | . | . | . | 0 | . | . | . | . | 0 | 108.652 | 34.21 | 0 | 0 | 142.862 | . | . | . | . | 0 | . | . | . | . | 0 | . | . | . | . | 0 | . | . | . | . | 0 | . | . | . | . | 0 | . | . | . | . | 0 | 0.01 | 0 | 0 | 0 | 0.01 | 1 | 0 | 0 | 0 | 1 | 0 | 0 | 0 | 0 | 0 | . | . | . | . | 0 | . | . | . | . | 0 | . | . | . | . | 0 | 1.823 | 0.981 | NM | 0 | 2.804 | 204 | 15 | 0 | 0 | 219 | 108.652 | 34.21 | 0 | 0 | 142.862
2024 | 3 | OK | 14062 | Oklahoma Electric Coop Inc | Preliminary | AC | 6.656 | 0.26 | . | . | 6.916 | 759 | 8 | . | . | 767 | . | . | . | . | 0 | . | . | . | . | 0 | . | . | . | . | 0 | . | . | . | . | 0 | . | . | . | . | 0 | . | . | . | . | 0 | . | . | . | . | 0 | . | . | . | . | 0 | . | . | . | . | 0 | 0.122 | . | . | . | 0.122 | 14 | . | . | . | 14 | . | . | . | . | 0 | . | . | 0.013 | . | 0.013 | . | . | 3 | . | 3 | . | . | . | . | 0 | 6.778 | 0.26 | 0.013 | 0 | 7.051 | 773 | 8 | 3 | 0 | 784 | 0 | 0 | 0 | 0 | 0
2024 | 3 | OK | 14063 | Oklahoma Gas & Electric Co | Preliminary | AC | 52.217 | 9.759 | 0.488 | 0 | 62.464 | 7368 | 195 | 4 | 0 | 7567 | 10.506 | 14.784 | 0.786 | 0 | 26.076 | 2957 | 1782 | 24 | 0 | 4763 | 0 | 0 | 0 | 0 | 0 | 0 | 0 | 0 | 0 | 0 | 0 | 0 | 0 | 0 | 0 | 0 | 0 | 0 | 0 | 0 | 0 | 0 | 0 | 0 | 0 | 0 | 0 | 0 | 0 | 0 | 0 | 0 | 0 | 0 | 0 | 0.125 | 0.505 | 0 | 0 | 0.63 | 20 | 8 | 0 | 0 | 28 | 0 | 0 | 0 | 0 | 0 | 0 | 0 | 0 | 0 | 0 | 0 | 0 | 0 | 0 | 0 | 0 | 0 | 0 | 0 | 0 | 62.848 | 25.048 | 1.274 | 0 | 89.17 | 10345 | 1985 | 28 | 0 | 12358 | 0 | 0 | 0 | 0 | 0
2024 | 3 | OK | 15474 | Public Service Co of Oklahoma | Preliminary | AC | 23.725 | 1.443 | 0.863 | . | 26.031 | 3498 | 64 | 5 | . | 3567 | . | . | . | . | 0 | . | . | . | . | 0 | 2237.395 | 85.191 | 3.551 | . | 2326.137 | 1.224 | 0.015 | . | . | 1.239 | 180 | 1 | . | . | 181 | 2.879 | 0.027 | . | . | 2.906 | 0.014 | . | . | . | 0.014 | 2 | . | . | . | 2 | 0.032 | . | . | . | 0.032 | 0.029 | . | . | . | 0.029 | 9 | . | . | . | 9 | 0.856 | . | . | . | 0.856 | 0.01 | . | . | . | 0.01 | 1 | . | . | . | 1 | 1.361 | . | . | . | 1.361 | 23.764 | 1.443 | 0.863 | 0 | 26.07 | 3508 | 64 | 5 | 0 | 3577 | 2239.612 | 85.191 | 3.551 | 0 | 2328.354
2024 | 3 | OK | 19785 | Verdigris Valley Elec Coop Inc | Preliminary | AC | 1.912 | . | . | . | 1.912 | 204 | . | . | . | 204 | . | . | . | . | 0 | . | . | . | . | 0 | . | . | . | . | 0 | . | . | . | . | 0 | . | . | . | . | 0 | . | . | . | . | 0 | . | . | . | . | 0 | . | . | . | . | 0 | . | . | . | . | 0 | . | . | . | . | 0 | . | . | . | . | 0 | . | . | . | . | 0 | . | . | . | . | 0 | . | . | . | . | 0 | . | . | . | . | 0 | 1.912 | NM | NM | 0 | 1.912 | 204 | 0 | 0 | 0 | 204 | 0 | 0 | 0 | 0 | 0
2024 | 3 | OK | 99999 | Adjustment 2024 | Preliminary |  | 8.525 | 1.395 | . | . | 9.92 | . | . | . | . | . | . | . | . | . | . | . | . | . | . | . | . | . | . | . | . | . | . | . | . | . | . | . | . | . | . | . | . | . | . | . | . | . | . | . | . | . | . | . | . | . | . | . | . | . | . | . | . | . | . | . | . | . | . | . | . | . | . | . | . | . | . | . | . | . | . | . | . | . | . | . | . | . | . | . | . | 8.525 | 1.395 | . | . | 9.92 | . | . | . | . | . | . | . | . | . | .
2024 | 3 | OR | 6022 | City of Eugene - (OR) | Preliminary | AC | 7.451 | 2.035 | . | . | 9.486 | 1115 | 100 | . | . | 1215 | . | . | . | . | 0 | . | . | . | . | 0 | . | . | . | . | 0 | . | . | . | . | 0 | . | . | . | . | 0 | . | . | . | . | 0 | . | . | . | . | 0 | . | . | . | . | 0 | . | . | . | . | 0 | . | . | . | . | 0 | . | . | . | . | 0 | . | . | . | . | 0 | . | . | . | . | 0 | . | . | . | . | 0 | . | . | . | . | 0 | 7.451 | 2.035 | NM | 0 | 9.486 | 1115 | 100 | 0 | 0 | 1215 | 0 | 0 | 0 | 0 | 0
2024 | 3 | OR | 9191 | Idaho Power Co | Preliminary | DC | 1.83 | 0.382 | 1.253 | . | 3.465 | 210 | 15 | 20 | . | 245 | . | . | . | . | 0 | . | . | . | . | 0 | . | . | . | . | 0 | . | . | . | . | 0 | . | . | . | . | 0 | . | . | . | . | 0 | . | . | . | . | 0 | . | . | . | . | 0 | . | . | . | . | 0 | . | . | . | . | 0 | . | . | . | . | 0 | . | . | . | . | 0 | . | . | . | . | 0 | . | . | . | . | 0 | . | . | . | . | 0 | 1.83 | 0.382 | 1.253 | 0 | 3.465 | 210 | 15 | 20 | 0 | 245 | 0 | 0 | 0 | 0 | 0
2024 | 3 | OR | 14354 | PacifiCorp | Preliminary | DC | 135.865 | 53.15 | 5 | 0 | 194.015 | 17607 | 1139 | 178 | 0 | 18924 | . | . | . | . | 0 | . | . | . | . | 0 | . | . | . | . | 0 | 6.161 | 0.284 | 0 | 0 | 6.445 | 578 | 11 | 0 | 0 | 589 | 18.645 | 0.492 | 0 | 0 | 19.137 | 0.039 | 0 | 0 | 0 | 0.039 | 4 | 0 | 0 | 0 | 4 | 0.096 | 0 | 0 | 0 | 0.096 | 0.078 | 0.087 | 0 | 0 | 0.165 | 18 | 9 | 0 | 0 | 27 | . | . | . | . | 0 | 0.142 | 2.761 | 0 | 0 | 2.903 | 9 | 16 | 0 | 0 | 25 | . | . | . | . | 0 | 136.085 | 55.998 | 5 | 0 | 197.083 | 17634 | 1164 | 178 | 0 | 18976 | 0 | 0 | 0 | 0 | 0
2024 | 3 | OR | 15248 | Portland General Electric Co | Preliminary | DC | 183.542 | 45.829 | 10.955 | . | 240.326 | 24996 | 965 | 66 | . | 26027 | . | . | . | . | 0 | . | . | . | . | 0 | . | . | . | . | 0 | . | . | . | . | 0 | . | . | . | . | 0 | . | . | . | . | 0 | . | . | . | . | 0 | . | . | . | . | 0 | . | . | . | . | 0 | 0.289 | 0.382 | . | . | 0.671 | 31 | 11 | . | . | 42 | . | . | . | . | 0 | 0.013 | 1.359 | 4.439 | . | 5.811 | 2 | 7 | 5 | . | 14 | . | . | . | . | 0 | 183.844 | 47.57 | 15.394 | 0 | 246.808 | 25029 | 983 | 71 | 0 | 26083 | 0 | 0 | 0 | 0 | 0
2024 | 3 | OR | 18260 | Surprise Valley Electrification | Preliminary | AC | 0.073 | 0.015 | . | . | 0.088 | 6 | 1 | . | . | 7 | . | . | . | . | 0 | . | . | . | . | 0 | . | . | . | . | 0 | . | . | . | . | 0 | . | . | . | . | 0 | . | . | . | . | 0 | . | . | . | . | 0 | . | . | . | . | 0 | . | . | . | . | 0 | . | . | . | . | 0 | . | . | . | . | 0 | . | . | . | . | 0 | . | . | . | . | 0 | . | . | . | . | 0 | . | . | . | . | 0 | 0.073 | 0.015 | NM | 0 | 0.088 | 6 | 1 | 0 | 0 | 7 | 0 | 0 | 0 | 0 | 0
2024 | 3 | OR | 28541 | Clatskanie Peoples Util Dist | Preliminary | AC | 0.118 | . | . | . | 0.118 | 15 | . | . | . | 15 | . | . | . | . | 0 | . | . | . | . | 0 | . | . | . | . | 0 | . | . | . | . | 0 | . | . | . | . | 0 | . | . | . | . | 0 | . | . | . | . | 0 | . | . | . | . | 0 | . | . | . | . | 0 | . | . | . | . | 0 | . | . | . | . | 0 | . | . | . | . | 0 | 0.003 | . | . | . | 0.003 | 1 | . | . | . | 1 | . | . | . | . | 0 | 0.121 | NM | NM | 0 | 0.121 | 16 | 0 | 0 | 0 | 16 | 0 | 0 | 0 | 0 | 0
2024 | 3 | OR | 40437 | Emerald People's Utility Dist | Preliminary | AC | 1.606 | 0.253 | . | . | 1.859 | 228 | 23 | . | . | 251 | 0.17 | . | . | . | 0.17 | 99 | . | . | . | 99 | . | . | . | . | 0 | . | . | . | . | 0 | . | . | . | . | 0 | . | . | . | . | 0 | . | . | . | . | 0 | . | . | . | . | 0 | . | . | . | . | 0 | . | . | . | . | 0 | . | . | . | . | 0 | . | . | . | . | 0 | . | . | . | . | 0 | . | . | . | . | 0 | . | . | . | . | 0 | 1.776 | 0.253 | NM | 0 | 2.029 | 327 | 23 | 0 | 0 | 350 | 0 | 0 | 0 | 0 | 0
2024 | 3 | OR | 99999 | Adjustment 2024 | Preliminary |  | -40.917 | -13.959 | -2.664 | 0 | -57.539 | . | . | . | . | . | . | . | . | . | 0 | . | . | . | . | . | . | . | . | . | . | -1.074 | -0.05 | 0 | 0 | -1.124 | . | . | . | . | . | . | . | . | . | . | -0.007 | 0 | 0 | 0 | -0.007 | . | . | . | . | . | . | . | . | . | . | . | . | . | . | . | . | . | . | . | . | . | . | . | . | . | . | . | . | . | . | . | . | . | . | . | . | . | . | . | . | -40.917 | -13.959 | -2.664 | 0 | -57.539 | . | . | . | . | . | . | . | . | . | .
2024 | 3 | PA | 3597 | Citizens Electric Co - (PA) | Preliminary | AC | 0.82 | 2.61 | 0.841 | . | 4.271 | 63 | 12 | 3 | . | 78 | . | . | . | . | 0 | . | . | . | . | 0 | . | . | . | . | 0 | . | . | . | . | 0 | . | . | . | . | 0 | . | . | . | . | 0 | . | . | . | . | 0 | . | . | . | . | 0 | . | . | . | . | 0 | . | . | . | . | 0 | . | . | . | . | 0 | . | . | . | . | 0 | . | . | . | . | 0 | . | . | . | . | 0 | . | . | . | . | 0 | 0.82 | 2.61 | 0.841 | 0 | 4.271 | 63 | 12 | 3 | 0 | 78 | 0 | 0 | 0 | 0 | 0
2024 | 3 | PA | 5487 | Duquesne Light Co | Preliminary | AC | 54.757 | 24.578 | 1.292 | . | 80.627 | 7893 | 154 | 4 | . | 8051 | 0.193 | 5.74 | . | . | 5.933 | 12 | 16 | . | . | 28 | . | . | . | . | 0 | . | . | . | . | 0 | . | . | . | . | 0 | . | . | . | . | 0 | . | . | . | . | 0 | . | . | . | . | 0 | . | . | . | . | 0 | 0.067 | 0.02 | . | . | 0.087 | 13 | 4 | . | . | 17 | . | . | . | . | 0 | 0.004 | 0.49 | . | . | 0.494 | 1 | 5 | . | . | 6 | . | . | . | . | 0 | 55.021 | 30.828 | 1.292 | 0 | 87.141 | 7919 | 179 | 4 | 0 | 8102 | 0 | 0 | 0 | 0 | 0
2024 | 3 | PA | 14715 | PPL Electric Utilities Corp | Preliminary | AC | 223.55 | 119.521 | 18.288 | . | 361.359 | 24376 | 1008 | 62 | . | 25446 | 1.129 | 13.848 | . | . | 14.977 | 49 | 134 | . | . | 183 | . | . | . | . | 0 | . | . | . | . | 0 | . | . | . | . | 0 | . | . | . | . | 0 | . | . | . | . | 0 | . | . | . | . | 0 | . | . | . | . | 0 | 0.313 | 0.129 | . | . | 0.442 | 97 | 20 | . | . | 117 | . | . | . | . | 0 | 0.143 | 35.445 | 2.429 | . | 38.017 | 8 | 38 | 2 | . | 48 | . | . | . | . | 0 | 225.135 | 168.943 | 20.717 | 0 | 414.795 | 24530 | 1200 | 64 | 0 | 25794 | 0 | 0 | 0 | 0 | 0
2024 | 3 | PA | 14940 | PECO Energy Co | Preliminary | AC | 131.15 | 25.63 | 25.22 | . | 182 | 18915 | 378 | 44 | . | 19337 | 1.05 | 1.94 | . | . | 2.99 | 62 | 44 | . | . | 106 | . | . | . | . | 0 | . | . | . | . | 0 | . | . | . | . | 0 | . | . | . | . | 0 | . | . | . | . | 0 | . | . | . | . | 0 | . | . | . | . | 0 | . | . | . | . | 0 | . | . | . | . | 0 | . | . | . | . | 0 | . | . | . | . | 0 | . | . | . | . | 0 | . | . | . | . | 0 | 132.2 | 27.57 | 25.22 | 0 | 184.99 | 18977 | 422 | 44 | 0 | 19443 | 0 | 0 | 0 | 0 | 0
2024 | 3 | PA | 15045 | Pike County Light & Power Co | Preliminary | AC | 0.318 | 0.02 | 0 | 0 | 0.338 | 30 | 1 | 0 | 0 | 31 | . | . | . | . | 0 | . | . | . | . | 0 | . | . | . | . | 0 | . | . | . | . | 0 | . | . | . | . | 0 | . | . | . | . | 0 | . | . | . | . | 0 | . | . | . | . | 0 | . | . | . | . | 0 | . | . | . | . | 0 | . | . | . | . | 0 | . | . | . | . | 0 | . | . | . | . | 0 | . | . | . | . | 0 | . | . | . | . | 0 | 0.318 | 0.02 | NM | 0 | 0.338 | 30 | 1 | 0 | 0 | 31 | 0 | 0 | 0 | 0 | 0
2024 | 3 | PA | 19390 | UGI Utilities, Inc | Preliminary | AC | 1.873 | 0.225 | 0.12 | 0 | 2.218 | 211 | 10 | 2 | 0 | 223 | 0.159 | 0.26 | 0 | 0 | 0.419 | 12 | 3 | 0 | 0 | 15 | 0 | 0 | 0 | 0 | 0 | 0 | 0.026 | 0 | 0 | 0.026 | 0 | 1 | 0 | 0 | 1 | 0 | 0.04 | 0 | 0 | 0.04 | 0 | 0 | 0 | 0 | 0 | 0 | 0 | 0 | 0 | 0 | 0 | 0 | 0 | 0 | 0 | 0.017 | 0 | 0 | 0 | 0.017 | 5 | 0 | 0 | 0 | 5 | 0 | 0 | 0 | 0 | 0 | 0.02 | 0 | 0 | 0 | 0.02 | 1 | 0 | 0 | 0 | 1 | 0 | 0 | 0 | 0 | 0 | 2.069 | 0.485 | 0.12 | 0 | 2.674 | 229 | 13 | 2 | 0 | 244 | 0 | 0 | 0 | 0 | 0
2024 | 3 | PA | 20334 | Wellsborough Electric Co | Preliminary | AC | 0.097 | 0.125 | 1.125 | 0 | 1.347 | 13 | 5 | 1 | 0 | 19 | 0 | 0 | 0 | 0 | 0 | 0 | 0 | 0 | 0 | 0 | 0 | 0 | 0 | 0 | 0 | 0 | 0 | 0 | 0 | 0 | 0 | 0 | 0 | 0 | 0 | 0 | 0 | 0 | 0 | 0 | 0 | 0 | 0 | 0 | 0 | 0 | 0 | 0 | 0 | 0 | 0 | 0 | 0 | 0 | 0 | 0.015 | 0.002 | 0 | 0 | 0.017 | 3 | 1 | 0 | 0 | 4 | 0 | 0 | 0 | 0 | 0 | 0 | 0 | 0 | 0 | 0 | 0 | 0 | 0 | 0 | 0 | 0 | 0 | 0 | 0 | 0 | 0.112 | 0.127 | 1.125 | 0 | 1.364 | 16 | 6 | 1 | 0 | 23 | 0 | 0 | 0 | 0 | 0
2024 | 3 | PA | 66101 | FirstEnergy Pennsylvania Electric Co | Preliminary | AC | 167.569 | 49.479 | 22.875 | 0 | 239.923 | 18383 | 668 | 53 | 0 | 19104 | 1.866 | 8.23 | 3.709 | 0 | 13.805 | 115 | 70 | 4 | 0 | 189 | 0 | 0 | 0 | 0 | 0 | 9.858 | 0.05 | 0 | 0 | 9.908 | 1193 | 8 | 0 | 0 | 1201 | 0 | 0 | 0 | 0 | 0 | 0.035 | 0 | 0 | 0 | 0.035 | 3 | 0 | 0 | 0 | 3 | 0 | 0 | 0 | 0 | 0 | 0.377 | 0.265 | 0.003 | 0 | 0.645 | 94 | 27 | 1 | 0 | 122 | 0 | 0 | 0 | 0 | 0 | 0.029 | 8.002 | 17.473 | 0 | 25.504 | 7 | 19 | 11 | 0 | 37 | 0 | 0 | 0 | 0 | 0 | 169.841 | 65.976 | 44.06 | 0 | 279.877 | 18599 | 784 | 69 | 0 | 19452 | 0 | 0 | 0 | 0 | 0
2024 | 3 | PA | 99999 | Adjustment 2024 | Preliminary |  | 110.409 | 51.182 | 9.51 | . | 171.101 | . | . | . | . | . | . | . | . | . | . | . | . | . | . | . | . | . | . | . | . | . | . | . | . | . | . | . | . | . | . | . | . | . | . | . | . | . | . | . | . | . | . | . | . | . | . | . | . | . | . | . | . | . | . | . | . | . | . | . | . | . | . | . | . | . | . | . | . | . | . | . | . | . | . | . | . | . | . | . | . | 110.409 | 51.182 | 9.51 | . | 171.101 | . | . | . | . | . | . | . | . | . | .
2024 | 3 | RI | 1857 | Block Island Utility District | Preliminary | AC | 0.44 | 0.03 | 0 | 0 | 0.47 | 54 | 5 | 0 | 0 | 59 | . | . | . | . | 0 | . | . | . | . | 0 | . | . | . | . | 0 | . | . | . | . | 0 | . | . | . | . | 0 | . | . | . | . | 0 | . | . | . | . | 0 | . | . | . | . | 0 | . | . | . | . | 0 | . | . | . | . | 0 | . | . | . | . | 0 | . | . | . | . | 0 | . | . | . | . | 0 | . | . | . | . | 0 | . | . | . | . | 0 | 0.44 | 0.03 | NM | 0 | 0.47 | 54 | 5 | 0 | 0 | 59 | 0 | 0 | 0 | 0 | 0
2024 | 3 | RI | 13214 | The Narragansett Electric Co | Preliminary | AC | 102.252 | 315.088 | 5.604 | . | 422.944 | 14727 | 527 | 30 | . | 15284 | 0.01 | 9.504 | . | . | 9.514 | 1 | 4 | . | . | 5 | . | . | . | . | 0 | 0.071 | . | . | . | 0.071 | 10 | . | . | . | 10 | 0.087 | . | . | . | 0.087 | . | . | . | . | 0 | . | . | . | . | 0 | . | . | . | . | 0 | 0.093 | 26.875 | . | . | 26.968 | 20 | 24 | . | . | 44 | . | . | . | . | 0 | . | 2.93 | . | . | 2.93 | . | 4 | . | . | 4 | . | . | . | . | 0 | 102.355 | 354.397 | 5.604 | 0 | 462.356 | 14748 | 559 | 30 | 0 | 15337 | 0 | 0 | 0 | 0 | 0
2024 | 3 | RI | 14537 | Pascoag Utility District | Preliminary | AC | 0.032 | . | . | . | 0.032 | 7 | . | . | . | 7 | . | . | . | . | 0 | . | . | . | . | 0 | 2.95 | . | . | . | 2.95 | . | . | . | . | 0 | . | . | . | . | 0 | . | . | . | . | 0 | . | . | . | . | 0 | . | . | . | . | 0 | . | . | . | . | 0 | . | . | . | . | 0 | . | . | . | . | 0 | . | . | . | . | 0 | . | . | . | . | 0 | . | . | . | . | 0 | . | . | . | . | 0 | 0.032 | NM | NM | 0 | 0.032 | 7 | 0 | 0 | 0 | 7 | 2.95 | 0 | 0 | 0 | 2.95
2024 | 3 | RI | 99999 | Adjustment 2024 | Preliminary |  | . | . | . | . | . | . | . | . | . | . | . | . | . | . | . | . | . | . | . | . | . | . | . | . | . | . | . | . | . | . | . | . | . | . | . | . | . | . | . | . | . | . | . | . | . | . | . | . | . | . | . | . | . | . | . | . | . | . | . | . | . | . | . | . | . | . | . | . | . | . | . | . | . | . | . | . | . | . | . | . | . | . | . | . | . | . | . | . | . | . | . | . | . | . | . | . | . | . | . | .
2024 | 3 | SC | 1613 | Berkeley Electric Coop Inc | Preliminary | AC | 11.291 | 0.191 | . | . | 11.482 | 1771 | 6 | . | . | 1777 | . | . | . | . | 0 | . | . | . | . | 0 | . | . | . | . | 0 | . | . | . | . | 0 | . | . | . | . | 0 | . | . | . | . | 0 | . | . | . | . | 0 | . | . | . | . | 0 | . | . | . | . | 0 | . | . | . | . | 0 | . | . | . | . | 0 | . | . | . | . | 0 | . | . | . | . | 0 | . | . | . | . | 0 | . | . | . | . | 0 | 11.291 | 0.191 | NM | 0 | 11.482 | 1771 | 6 | 0 | 0 | 1777 | 0 | 0 | 0 | 0 | 0
2024 | 3 | SC | 3046 | Duke Energy Progress - (NC) | Preliminary | AC | 18.043 | 3.368 | 5.269 | 0 | 26.68 | 2242 | 68 | 11 | 0 | 2321 | . | . | . | . | 0 | . | . | . | . | 0 | . | . | . | . | 0 | . | . | . | . | 0 | . | . | . | . | 0 | . | . | . | . | 0 | . | . | . | . | 0 | . | . | . | . | 0 | . | . | . | . | 0 | 0 | 0 | 0 | 0 | 0 | 0 | 0 | 0 | 0 | 0 | . | . | . | . | 0 | . | . | . | . | 0 | . | . | . | . | 0 | . | . | . | . | 0 | 18.043 | 3.368 | 5.269 | 0 | 26.68 | 2242 | 68 | 11 | 0 | 2321 | 0 | 0 | 0 | 0 | 0
2024 | 3 | SC | 5416 | Duke Energy Carolinas, LLC | Preliminary | AC | 98.14 | 20.047 | 11.554 | . | 129.741 | 12163 | 369 | 31 | . | 12563 | . | . | . | . | 0 | . | . | . | . | 0 | . | . | . | . | 0 | . | . | . | . | 0 | . | . | . | . | 0 | . | . | . | . | 0 | . | . | . | . | 0 | . | . | . | . | 0 | . | . | . | . | 0 | . | 0.001 | . | . | 0.001 | . | 1 | . | . | 1 | . | . | . | . | 0 | . | . | . | . | 0 | . | . | . | . | 0 | . | . | . | . | 0 | 98.14 | 20.048 | 11.554 | 0 | 129.742 | 12163 | 370 | 31 | 0 | 12564 | 0 | 0 | 0 | 0 | 0
2024 | 3 | SC | 14398 | Palmetto Electric Coop Inc | Preliminary | DC | 2.08 | 0.534 | . | . | 2.614 | 236 | 12 | . | . | 248 | 0.24 | . | . | . | 0.24 | 88 | . | . | . | 88 | 38.4 | . | . | . | 38.4 | 0.434 | . | . | . | 0.434 | 36 | . | . | . | 36 | 0.812 | . | . | . | 0.812 | . | . | . | . | 0 | . | . | . | . | 0 | . | . | . | . | 0 | . | . | . | . | 0 | . | . | . | . | 0 | . | . | . | . | 0 | . | . | . | . | 0 | . | . | . | . | 0 | . | . | . | . | 0 | 2.32 | 0.534 | NM | 0 | 2.854 | 324 | 12 | 0 | 0 | 336 | 38.4 | 0 | 0 | 0 | 38.4
2024 | 3 | SC | 17539 | Dominion Energy South Carolina, Inc | Preliminary | AC | 112.478 | 20.918 | 2.056 | . | 135.452 | 15609 | 246 | 7 | . | 15862 | . | . | . | . | 0 | . | . | . | . | 0 | 6153.956 | 839.472 | 39.46 | . | 7032.888 | 4.412 | 0.032 | . | . | 4.444 | 597 | 4 | . | . | 601 | 10.489 | 0.086 | . | . | 10.575 | . | . | . | . | 0 | . | . | . | . | 0 | . | . | . | . | 0 | . | . | . | . | 0 | . | . | . | . | 0 | . | . | . | . | 0 | . | . | . | . | 0 | . | . | . | . | 0 | . | . | . | . | 0 | 112.478 | 20.918 | 2.056 | 0 | 135.452 | 15609 | 246 | 7 | 0 | 15862 | 6153.956 | 839.472 | 39.46 | 0 | 7032.888
2024 | 3 | SC | 17543 | South Carolina Public Service Authority | Preliminary | AC | 11.435 | . | . | . | 11.435 | 1656 | . | . | . | 1656 | . | . | . | . | 0 | . | . | . | . | 0 | . | . | . | . | 0 | . | . | . | . | 0 | . | . | . | . | 0 | . | . | . | . | 0 | . | . | . | . | 0 | . | . | . | . | 0 | . | . | . | . | 0 | . | . | . | . | 0 | . | . | . | . | 0 | . | . | . | . | 0 | . | . | . | . | 0 | . | . | . | . | 0 | . | . | . | . | 0 | 11.435 | NM | NM | 0 | 11.435 | 1656 | 0 | 0 | 0 | 1656 | 0 | 0 | 0 | 0 | 0
2024 | 3 | SC | 99999 | Adjustment 2024 | Preliminary |  | 54.108 | 4.128 | . | . | 58.236 | . | . | . | . | . | -0.042 | . | . | . | -0.042 | . | . | . | . | . | . | . | . | . | . | -0.076 | . | . | . | -0.076 | . | . | . | . | . | . | . | . | . | . | . | . | . | . | 0 | . | . | . | . | . | . | . | . | . | . | . | . | . | . | . | . | . | . | . | . | . | . | . | . | . | . | . | . | . | . | . | . | . | . | . | . | . | . | . | . | 54.066 | 4.128 | . | . | 58.194 | . | . | . | . | . | . | . | . | . | .
2024 | 3 | SD | 1769 | Black Hills Electric Coop, Inc | Preliminary | AC | 0.582 | 0.057 | 0 | 0 | 0.639 | 72 | 3 | 0 | 0 | 75 | 0 | 0 | 0 | 0 | 0 | 0 | 0 | 0 | 0 | 0 | 25.811 | 0.24 | 0 | 0 | 26.051 | 0 | 0 | 0 | 0 | 0 | 0 | 0 | 0 | 0 | 0 | 0 | 0 | 0 | 0 | 0 | 0 | 0 | 0 | 0 | 0 | 0 | 0 | 0 | 0 | 0 | 0 | 0 | 0 | 0 | 0 | 0.002 | 0 | 0 | 0 | 0.002 | 1 | 0 | 0 | 0 | 1 | 0.042 | 0 | 0 | 0 | 0.042 | . | . | . | . | 0 | . | . | . | . | 0 | . | . | . | . | 0 | 0.584 | 0.057 | NM | 0 | 0.641 | 73 | 3 | 0 | 0 | 76 | 25.853 | 0.24 | 0 | 0 | 26.093
2024 | 3 | SD | 14232 | Otter Tail Power Co | Preliminary | AC | 0.01 | 0.04 | 0 | 0 | 0.05 | 1 | 2 | 0 | 0 | 3 | 0 | 0 | 0 | 0 | 0 | 0 | 0 | 0 | 0 | 0 | 0.72 | 0.684 | 0 | 0 | 1.404 | 0 | 0 | 0 | 0 | 0 | 0 | 0 | 0 | 0 | 0 | 0 | 0 | 0 | 0 | 0 | 0 | 0 | 0 | 0 | 0 | 0 | 0 | 0 | 0 | 0 | 0 | 0 | 0 | 0 | 0 | 0.023 | 0.092 | 0 | 0 | 0.115 | 2 | 2 | 0 | 0 | 4 | 0 | 0.167 | 0 | 0 | 0.167 | 0 | 0 | 0 | 0 | 0 | 0 | 0 | 0 | 0 | 0 | 0 | 0 | 0 | 0 | 0 | 0.033 | 0.132 | NM | 0 | 0.165 | 3 | 4 | 0 | 0 | 7 | 0.72 | 0.851 | 0 | 0 | 1.571
2024 | 3 | SD | 17267 | Sioux Valley SW Elec Coop | Preliminary | DC | 0.274 | 0.078 | . | . | 0.352 | 25 | 6 | . | . | 31 | . | . | . | . | 0 | . | . | . | . | 0 | 13.055 | 0.64 | . | . | 13.695 | . | . | . | . | 0 | . | . | . | . | 0 | . | . | . | . | 0 | . | . | . | . | 0 | . | . | . | . | 0 | . | . | . | . | 0 | 0.013 | . | . | . | 0.013 | 3 | . | . | . | 3 | 0.171 | . | . | . | 0.171 | . | . | . | . | 0 | . | . | . | . | 0 | . | . | . | . | 0 | 0.287 | 0.078 | NM | 0 | 0.365 | 28 | 6 | 0 | 0 | 34 | 13.226 | 0.64 | 0 | 0 | 13.866
2024 | 3 | SD | 19293 | Southeastern Electric Coop Inc - (SD) | Preliminary | AC | 0.115 | 0.034 | . | . | 0.149 | 14 | 4 | . | . | 18 | . | . | . | . | 0 | . | . | . | . | 0 | 7.926 | 0.539 | . | . | 8.465 | . | . | . | . | 0 | . | . | . | . | 0 | . | . | . | . | 0 | . | . | . | . | 0 | . | . | . | . | 0 | . | . | . | . | 0 | . | . | . | . | 0 | . | . | . | . | 0 | . | . | . | . | 0 | . | . | . | . | 0 | . | . | . | . | 0 | . | . | . | . | 0 | 0.115 | 0.034 | NM | 0 | 0.149 | 14 | 4 | 0 | 0 | 18 | 7.926 | 0.539 | 0 | 0 | 8.465
2024 | 3 | SD | 19545 | Black Hills Power, Inc. | Preliminary | DC | 1.285 | 0.702 | 0 | 0 | 1.987 | 208 | 19 | 0 | 0 | 227 | . | . | . | . | 0 | . | . | . | . | 0 | . | . | . | . | 0 | . | . | . | . | 0 | . | . | . | . | 0 | . | . | . | . | 0 | . | . | . | . | 0 | . | . | . | . | 0 | . | . | . | . | 0 | 0.011 | 0.012 | 0 | 0 | 0.023 | 4 | 4 | 0 | 0 | 8 | . | . | . | . | 0 | . | . | . | . | 0 | . | . | . | . | 0 | . | . | . | . | 0 | 1.296 | 0.714 | NM | 0 | 2.01 | 212 | 23 | 0 | 0 | 235 | 0 | 0 | 0 | 0 | 0
2024 | 3 | SD | 20401 | West River Electric Assn Inc | Preliminary | DC | 0.674 | 0.15 | . | . | 0.824 | 83 | 1 | . | . | 84 | . | . | . | . | 0 | . | . | . | . | 0 | 30.563 | 0.25 | . | . | 30.813 | . | . | . | . | 0 | . | . | . | . | 0 | . | . | . | . | 0 | . | . | . | . | 0 | . | . | . | . | 0 | . | . | . | . | 0 | 0.022 | 0.01 | . | . | 0.032 | 7 | 1 | . | . | 8 | 0.225 | 0.298 | . | . | 0.523 | . | . | . | . | 0 | . | . | . | . | 0 | . | . | . | . | 0 | 0.696 | 0.16 | NM | 0 | 0.856 | 90 | 2 | 0 | 0 | 92 | 30.788 | 0.548 | 0 | 0 | 31.336
2024 | 3 | SD | 99999 | Adjustment 2024 | Preliminary |  | -0.389 | -0.162 | 0 | 0 | -0.552 | . | . | . | . | . | . | . | . | . | 0 | . | . | . | . | . | . | . | . | . | . | . | . | . | . | 0 | . | . | . | . | . | . | . | . | . | . | . | . | . | . | 0 | . | . | . | . | . | . | . | . | . | . | . | . | . | . | . | . | . | . | . | . | . | . | . | . | . | . | . | . | . | . | . | . | . | . | . | . | . | . | . | . | -0.389 | -0.162 | NM | 0 | -0.552 | . | . | . | . | . | . | . | . | . | .
2024 | 3 | TN | 10331 | Kingsport Power Co | Preliminary | AC | 0.551 | 0.425 | . | . | 0.976 | 81 | 12 | . | . | 93 | . | . | . | . | 0 | . | . | . | . | 0 | 27.078 | 36.032 | . | . | 63.11 | 0.206 | . | . | . | 0.206 | 33 | . | . | . | 33 | 0.404 | . | . | . | 0.404 | . | . | . | . | 0 | . | . | . | . | 0 | . | . | . | . | 0 | . | . | . | . | 0 | . | . | . | . | 0 | . | . | . | . | 0 | . | . | . | . | 0 | . | . | . | . | 0 | . | . | . | . | 0 | 0.551 | 0.425 | NM | 0 | 0.976 | 81 | 12 | 0 | 0 | 93 | 27.078 | 36.032 | 0 | 0 | 63.11
2024 | 3 | TN | 99999 | Adjustment 2024 | Preliminary |  | . | . | . | . | . | . | . | . | . | . | . | . | . | . | . | . | . | . | . | . | . | . | . | . | . | . | . | . | . | . | . | . | . | . | . | . | . | . | . | . | . | . | . | . | . | . | . | . | . | . | . | . | . | . | . | . | . | . | . | . | . | . | . | . | . | . | . | . | . | . | . | . | . | . | . | . | . | . | . | . | . | . | . | . | . | . | . | . | . | . | . | . | . | . | . | . | . | . | . | .
2024 | 3 | TX | 5701 | El Paso Electric Co | Preliminary | AC | 126.086 | 5.7 | . | . | 131.786 | 24161 | 163 | . | . | 24324 | 4.641 | 0.286 | . | . | 4.927 | 2187 | 57 | . | . | 2244 | 6437.801 | 122.645 | . | . | 6560.446 | 1.409 | 0.008 | . | . | 1.417 | 174 | 1 | . | . | 175 | . | . | . | . | 0 | . | . | . | . | 0 | . | . | . | . | 0 | . | . | . | . | 0 | 0.008 | 0.048 | . | . | 0.056 | 2 | 4 | . | . | 6 | . | . | . | . | 0 | . | . | . | . | 0 | . | . | . | . | 0 | . | . | . | . | 0 | 130.735 | 6.034 | NM | 0 | 136.769 | 26350 | 224 | 0 | 0 | 26574 | 6437.801 | 122.645 | 0 | 0 | 6560.446
2024 | 3 | TX | 16604 | City of San Antonio - (TX) | Preliminary | AC | 373.6 | 117.764 | 0 | 0 | 491.364 | 44167 | 866 | 0 | 0 | 45033 | . | . | . | . | 0 | . | . | . | . | 0 | . | . | . | . | 0 | . | . | . | . | 0 | . | . | . | . | 0 | . | . | . | . | 0 | . | . | . | . | 0 | . | . | . | . | 0 | . | . | . | . | 0 | . | . | . | . | 0 | . | . | . | . | 0 | . | . | . | . | 0 | . | . | . | . | 0 | . | . | . | . | 0 | . | . | . | . | 0 | 373.6 | 117.764 | NM | 0 | 491.364 | 44167 | 866 | 0 | 0 | 45033 | 0 | 0 | 0 | 0 | 0
2024 | 3 | TX | 55937 | Entergy Texas Inc. | Preliminary | DC | 48.093 | 1.043 | 0.236 | . | 49.372 | 4925 | 41 | 11 | . | 4977 | . | . | . | . | 0 | . | . | . | . | 0 | . | . | . | . | 0 | . | . | . | . | 0 | . | . | . | . | 0 | . | . | . | . | 0 | . | . | . | . | 0 | . | . | . | . | 0 | . | . | . | . | 0 | 0.006 | 0 | 0 | . | 0.006 | 3 | 0 | 0 | . | 3 | . | . | . | . | 0 | 0 | 0 | 0 | . | 0 | 0 | 0 | 0 | . | 0 | . | . | . | . | 0 | 48.099 | 1.043 | 0.236 | 0 | 49.378 | 4928 | 41 | 11 | 0 | 4980 | 0 | 0 | 0 | 0 | 0
2024 | 3 | TX | 65610 | Ammper Power LLC | Preliminary | AC | 0 | 0.2 | 0 | 0 | 0.2 | 0 | 2 | 0 | 0 | 2 | 0 | 0 | 0 | 0 | 0 | 0 | 0 | 0 | 0 | 0 | 0 | 15.8 | 0 | 0 | 15.8 | 0 | 0 | 0 | 0 | 0 | 0 | 0 | 0 | 0 | 0 | 0 | 0 | 0 | 0 | 0 | 0 | 0 | 0 | 0 | 0 | 0 | 0 | 0 | 0 | 0 | 0 | 0 | 0 | 0 | 0 | 0 | 0 | 0 | 0 | 0 | 0 | 0 | 0 | 0 | 0 | 0 | 0 | 0 | 0 | 0 | 0 | 0.4 | 0 | 0 | 0.4 | 0 | 1 | 0 | 0 | 1 | 0 | 0.509 | 0 | 0 | 0.509 | NM | 0.6 | NM | 0 | 0.6 | 0 | 3 | 0 | 0 | 3 | 0 | 16.309 | 0 | 0 | 16.309
2024 | 3 | TX | 99999 | Adjustment 2024 | Preliminary |  | 442.928 | 145.701 | NM | . | 592.798 | . | . | . | . | . | . | . | . | . | 0 | . | . | . | . | . | . | . | . | . | . | . | . | . | . | 0 | . | . | . | . | . | . | . | . | . | . | . | . | . | . | 0 | . | . | . | . | . | . | . | . | . | . | . | . | . | . | . | . | . | . | . | . | . | . | . | . | . | . | . | . | . | . | . | . | . | . | . | . | . | . | . | . | 442.928 | 145.701 | NM | . | 592.798 | . | . | . | . | . | . | . | . | . | .
2024 | 3 | UT | 2010 | City of Bountiful | Preliminary | DC | 1.827 | 0.086 | . | . | 1.913 | 262 | 6 | . | . | 268 | . | . | . | . | 0 | . | . | . | . | 0 | . | . | . | . | 0 | . | . | . | . | 0 | . | . | . | . | 0 | . | . | . | . | 0 | . | . | . | . | 0 | . | . | . | . | 0 | . | . | . | . | 0 | . | . | . | . | 0 | . | . | . | . | 0 | . | . | . | . | 0 | . | . | . | . | 0 | . | . | . | . | 0 | . | . | . | . | 0 | 1.827 | 0.086 | NM | 0 | 1.913 | 262 | 6 | 0 | 0 | 268 | 0 | 0 | 0 | 0 | 0
2024 | 3 | UT | 11135 | City of Logan - (UT) | Preliminary | DC | 7.88 | 1.587 | 0 | 0 | 9.467 | 985 | 41 | 0 | 0 | 1026 | . | . | . | . | 0 | . | . | . | . | 0 | . | . | . | . | 0 | . | . | . | . | 0 | . | . | . | . | 0 | . | . | . | . | 0 | . | . | . | . | 0 | . | . | . | . | 0 | . | . | . | . | 0 | . | . | . | . | 0 | . | . | . | . | 0 | . | . | . | . | 0 | . | . | . | . | 0 | . | . | . | . | 0 | . | . | . | . | 0 | 7.88 | 1.587 | NM | 0 | 9.467 | 985 | 41 | 0 | 0 | 1026 | 0 | 0 | 0 | 0 | 0
2024 | 3 | UT | 12866 | Moon Lake Electric Assn Inc | Preliminary | AC | 0.639 | 0.046 | 0 | 0 | 0.685 | 80 | 4 | 0 | 0 | 84 | 0 | 0 | 0 | 0 | 0 | 0 | 0 | 0 | 0 | 0 | 0 | 0 | 0 | 0 | 0 | . | . | . | . | 0 | . | . | . | . | 0 | . | . | . | . | 0 | . | . | . | . | 0 | . | . | . | . | 0 | . | . | . | . | 0 | . | . | . | . | 0 | . | . | . | . | 0 | . | . | . | . | 0 | . | . | . | . | 0 | . | . | . | . | 0 | . | . | . | . | 0 | 0.639 | 0.046 | NM | 0 | 0.685 | 80 | 4 | 0 | 0 | 84 | 0 | 0 | 0 | 0 | 0
2024 | 3 | UT | 14354 | PacifiCorp | Preliminary | DC | 485.651 | 90.972 | 10.768 | 0 | 587.391 | 68543 | 1412 | 101 | 0 | 70056 | . | . | . | . | 0 | . | . | . | . | 0 | . | . | . | . | 0 | 53.497 | 1.536 | 0 | 0 | 55.033 | 6399 | 35 | 0 | 0 | 6434 | 135.461 | 3.569 | 0 | 0 | 139.03 | 0.054 | 0 | 0 | 0 | 0.054 | 5 | 0 | 0 | 0 | 5 | 0.123 | 0 | 0 | 0 | 0.123 | 0.15 | 0.031 | 0 | 0 | 0.181 | 45 | 9 | 0 | 0 | 54 | . | . | . | . | 0 | 0.117 | 0.363 | 0.011 | 0 | 0.491 | 19 | 11 | 2 | 0 | 32 | . | . | . | . | 0 | 485.918 | 91.366 | 10.779 | 0 | 588.063 | 68607 | 1432 | 103 | 0 | 70142 | 0 | 0 | 0 | 0 | 0
2024 | 3 | UT | 15444 | Provo City Corp | Preliminary | AC | 8.099 | 0.477 | . | . | 8.576 | 1179 | 20 | . | . | 1199 | . | . | . | . | 0 | . | . | . | . | 0 | 386.211 | 5.455 | . | . | 391.666 | . | . | . | . | 0 | . | . | . | . | 0 | . | . | . | . | 0 | . | . | . | . | 0 | . | . | . | . | 0 | . | . | . | . | 0 | . | . | . | . | 0 | . | . | . | . | 0 | . | . | . | . | 0 | . | . | . | . | 0 | . | . | . | . | 0 | . | . | . | . | 0 | 8.099 | 0.477 | NM | 0 | 8.576 | 1179 | 20 | 0 | 0 | 1199 | 386.211 | 5.455 | 0 | 0 | 391.666
2024 | 3 | UT | 17845 | City of Springville - (UT) | Preliminary | AC | 1.877 | 0.587 | . | . | 2.464 | 281 | 3 | . | . | 284 | . | . | . | . | 0 | . | . | . | . | 0 | . | . | . | . | 0 | . | . | . | . | 0 | . | . | . | . | 0 | . | . | . | . | 0 | . | . | . | . | 0 | . | . | . | . | 0 | . | . | . | . | 0 | 0.003 | . | . | . | 0.003 | 1 | . | . | . | 1 | . | . | . | . | 0 | . | . | . | . | 0 | . | . | . | . | 0 | . | . | . | . | 0 | 1.88 | 0.587 | NM | 0 | 2.467 | 282 | 3 | 0 | 0 | 285 | 0 | 0 | 0 | 0 | 0
2024 | 3 | UT | 17874 | City of St George | Preliminary | DC | 6.54 | 1.523 | 0 | 0 | 8.063 | 801 | 32 | 0 | 0 | 833 | . | . | . | . | 0 | . | . | . | . | 0 | . | . | . | . | 0 | . | . | . | . | 0 | . | . | . | . | 0 | . | . | . | . | 0 | . | . | . | . | 0 | . | . | . | . | 0 | . | . | . | . | 0 | . | . | . | . | 0 | . | . | . | . | 0 | . | . | . | . | 0 | . | . | . | . | 0 | . | . | . | . | 0 | . | . | . | . | 0 | 6.54 | 1.523 | NM | 0 | 8.063 | 801 | 32 | 0 | 0 | 833 | 0 | 0 | 0 | 0 | 0
2024 | 3 | UT | 18206 | Strawberry Electric Serv Dist | Preliminary | AC | 1.479 | 0.03 | . | . | 1.509 | 213 | 3 | . | . | 216 | . | . | . | . | 0 | . | . | . | . | 0 | 74.258 | 2.186 | . | . | 76.444 | . | . | . | . | 0 | . | . | . | . | 0 | . | . | . | . | 0 | . | . | . | . | 0 | . | . | . | . | 0 | . | . | . | . | 0 | 0.026 | . | . | . | 0.026 | 10 | . | . | . | 10 | 0 | . | . | . | 0 | . | . | . | . | 0 | . | . | . | . | 0 | . | . | . | . | 0 | 1.505 | 0.03 | NM | 0 | 1.535 | 223 | 3 | 0 | 0 | 226 | 74.258 | 2.186 | 0 | 0 | 76.444
2024 | 3 | UT | 99999 | Adjustment 2024 | Preliminary |  | -62.262 | -12.82 | -1.878 | 0 | -76.96 | . | . | . | . | . | . | . | . | . | 0 | . | . | . | . | . | . | . | . | . | . | -9.33 | -0.268 | 0 | 0 | -9.598 | . | . | . | . | . | . | . | . | . | . | -0.009 | 0 | 0 | 0 | -0.009 | . | . | . | . | . | . | . | . | . | . | . | . | . | . | . | . | . | . | . | . | . | . | . | . | . | . | . | . | . | . | . | . | . | . | . | . | . | . | . | . | -62.262 | -12.82 | -1.878 | 0 | -76.96 | . | . | . | . | . | . | . | . | . | .
2024 | 3 | VA | 84 | A & N Electric Coop | Preliminary | AC | 1.228 | 0.439 | 0 | 0 | 1.667 | 161 | 25 | 0 | 0 | 186 | 0 | 0 | 0 | 0 | 0 | 0 | 0 | 0 | 0 | 0 | 0 | 0 | 0 | 0 | 0 | 0 | 0 | 0 | 0 | 0 | 0 | 0 | 0 | 0 | 0 | 0 | 0 | 0 | 0 | 0 | 0 | 0 | 0 | 0 | 0 | 0 | 0 | 0 | 0 | 0 | 0 | 0 | 0 | 0 | 0 | 0.012 | 0.002 | 0 | 0 | 0.014 | 5 | 1 | 0 | 0 | 6 | 0 | 0 | 0 | 0 | 0 | 0 | 0 | 0 | 0 | 0 | 0 | 0 | 0 | 0 | 0 | 0 | 0 | 0 | 0 | 0 | 1.24 | 0.441 | NM | 0 | 1.681 | 166 | 26 | 0 | 0 | 192 | 0 | 0 | 0 | 0 | 0
2024 | 3 | VA | 733 | Appalachian Power Co | Preliminary | AC | 30.306 | 5.88 | 0.19 | . | 36.376 | 4136 | 162 | 6 | . | 4304 | . | 0.945 | . | . | 0.945 | . | 3 | . | . | 3 | 1948.422 | 380.368 | 4.453 | . | 2333.243 | 2.996 | 0.09 | . | . | 3.086 | 630 | 10 | . | . | 640 | 6.509 | 0.235 | . | . | 6.744 | . | 0.003 | . | . | 0.003 | . | 1 | . | . | 1 | . | 0.003 | . | . | 0.003 | 0.06 | 0.035 | . | . | 0.095 | 15 | 4 | . | . | 19 | 1.329 | 0.24 | . | . | 1.569 | . | 0.001 | . | . | 0.001 | . | 1 | . | . | 1 | . | 0 | . | . | 0 | 30.366 | 6.861 | 0.19 | 0 | 37.417 | 4151 | 170 | 6 | 0 | 4327 | 1949.751 | 380.608 | 4.453 | 0 | 2334.812
2024 | 3 | VA | 10171 | Kentucky Utilities Co | Preliminary | DC | 0.515 | 7.138 | . | . | 7.653 | 60 | 18 | . | . | 78 | . | . | . | . | 0 | . | . | . | . | 0 | 20.358 | 336.673 | . | . | 357.031 | 0.114 | . | . | . | 0.114 | 22 | . | . | . | 22 | 0 | . | . | . | 0 | . | . | . | . | 0 | . | . | . | . | 0 | . | . | . | . | 0 | . | . | . | . | 0 | . | . | . | . | 0 | . | . | . | . | 0 | . | . | . | . | 0 | . | . | . | . | 0 | . | . | . | . | 0 | 0.515 | 7.138 | NM | 0 | 7.653 | 60 | 18 | 0 | 0 | 78 | 20.358 | 336.673 | 0 | 0 | 357.031
2024 | 3 | VA | 17066 | Shenandoah Valley Elec Coop | Preliminary | AC | 9.261 | 4.949 | 3.802 | 0 | 18.012 | 1160 | 71 | 24 | 0 | 1255 | . | . | . | . | 0 | . | . | . | . | 0 | . | . | . | . | 0 | . | . | . | . | 0 | . | . | . | . | 0 | . | . | . | . | 0 | . | . | . | . | 0 | . | . | . | . | 0 | . | . | . | . | 0 | 0.034 | . | . | . | 0.034 | 8 | . | . | . | 8 | . | . | . | . | 0 | . | . | . | . | 0 | . | . | . | . | 0 | . | . | . | . | 0 | 9.295 | 4.949 | 3.802 | 0 | 18.046 | 1168 | 71 | 24 | 0 | 1263 | 0 | 0 | 0 | 0 | 0
2024 | 3 | VA | 19876 | Virginia Electric & Power Co | Preliminary | AC | 332.153 | 152.092 | 0.121 | . | 484.366 | 44993 | 1062 | 8 | . | 46063 | . | . | . | . | 0 | . | . | . | . | 0 | . | . | . | . | 0 | . | . | . | . | 0 | . | . | . | . | 0 | . | . | . | . | 0 | . | . | . | . | 0 | . | . | . | . | 0 | . | . | . | . | 0 | 0.078 | 0.112 | . | . | 0.19 | 29 | 10 | . | . | 39 | . | . | . | . | 0 | . | . | . | . | 0 | . | . | . | . | 0 | . | . | . | . | 0 | 332.231 | 152.204 | 0.121 | 0 | 484.556 | 45022 | 1072 | 8 | 0 | 46102 | 0 | 0 | 0 | 0 | 0
2024 | 3 | VA | 19882 | Virginia Tech Electric Service | Preliminary | AC | 0.446 | 0.145 | 0 | 0 | 0.591 | 81 | 5 | 0 | 0 | 86 | 0 | 0 | 0 | 0 | 0 | 0 | 0 | 0 | 0 | 0 | 0 | 0 | 0 | 0 | 0 | 0 | 0 | 0 | 0 | 0 | 0 | 0 | 0 | 0 | 0 | 0 | 0 | 0 | 0 | 0 | 0 | 0 | 0 | 0 | 0 | 0 | 0 | 0 | 0 | 0 | 0 | 0 | 0 | 0 | 0 | . | . | . | . | 0 | . | . | . | . | 0 | . | . | . | . | 0 | . | . | . | . | 0 | . | . | . | . | 0 | . | . | . | . | 0 | 0.446 | 0.145 | NM | 0 | 0.591 | 81 | 5 | 0 | 0 | 86 | 0 | 0 | 0 | 0 | 0
2024 | 3 | VA | 40228 | Rappahannock Electric Coop | Preliminary | AC | 23.664 | 6.18 | . | . | 29.844 | 3035 | 90 | . | . | 3125 | . | . | . | . | 0 | . | . | . | . | 0 | . | . | . | . | 0 | . | . | . | . | 0 | . | . | . | . | 0 | . | . | . | . | 0 | . | . | . | . | 0 | . | . | . | . | 0 | . | . | . | . | 0 | 0.022 | . | . | . | 0.022 | 6 | . | . | . | 6 | . | . | . | . | 0 | . | 0.839 | . | . | 0.839 | . | 1 | . | . | 1 | . | . | . | . | 0 | 23.686 | 7.019 | NM | 0 | 30.705 | 3041 | 91 | 0 | 0 | 3132 | 0 | 0 | 0 | 0 | 0
2024 | 3 | VA | 99999 | Adjustment 2024 | Preliminary |  | 38.593 | 4.138 | 0.013 | . | 42.744 | . | . | . | . | . | . | . | . | . | 0 | . | . | . | . | . | . | . | . | . | . | -0.02 | . | . | . | -0.02 | . | . | . | . | . | . | . | . | . | . | . | . | . | . | 0 | . | . | . | . | . | . | . | . | . | . | . | . | . | . | . | . | . | . | . | . | . | . | . | . | . | . | . | . | . | . | . | . | . | . | . | . | . | . | . | . | 38.593 | 4.138 | 0.013 | . | 42.744 | . | . | . | . | . | . | . | . | . | .
2024 | 3 | VT | 2548 | City of Burlington Electric - (VT) | Preliminary | AC | 1.729 | 0.426 | 0.038 | 0 | 2.193 | 318 | 23 | 1 | 0 | 342 | 0.175 | 3.566 | 0 | 0 | 3.741 | 68 | 87 | 0 | 0 | 155 | 62.7 | 248.191 | 0 | 0 | 310.891 | . | . | . | . | 0 | . | . | . | . | 0 | . | . | . | . | 0 | . | . | . | . | 0 | . | . | . | . | 0 | . | . | . | . | 0 | . | 0.01 | . | . | 0.01 | . | 1 | . | . | 1 | . | . | . | . | 0 | . | . | . | . | 0 | . | . | . | . | 0 | . | . | . | . | 0 | 1.904 | 4.002 | 0.038 | 0 | 5.944 | 386 | 111 | 1 | 0 | 498 | 62.7 | 248.191 | 0 | 0 | 310.891
2024 | 3 | VT | 7601 | Green Mountain Power Corp | Preliminary | AC | 75.368 | 54.449 | 0.197 | 0 | 130.014 | 6228 | 550 | 4 | 0 | 6782 | . | . | . | . | 0 | . | . | . | . | 0 | . | . | . | . | 0 | . | . | . | . | 0 | . | . | . | . | 0 | . | . | . | . | 0 | . | . | . | . | 0 | . | . | . | . | 0 | . | . | . | . | 0 | 0.192 | . | . | . | 0.192 | 14 | . | . | . | 14 | . | . | . | . | 0 | 0.916 | 0.22 | . | . | 1.136 | 55 | 2 | . | . | 57 | . | . | . | . | 0 | 76.476 | 54.669 | 0.197 | 0 | 131.342 | 6297 | 552 | 4 | 0 | 6853 | 0 | 0 | 0 | 0 | 0
2024 | 3 | VT | 19791 | Vermont Electric Cooperative, Inc | Preliminary | AC | 19.789 | 1.634 | 0 | 0 | 21.423 | 2443 | 28 | 0 | 0 | 2471 | 1.666 | 7.256 | 0 | 0 | 8.922 | 108 | 51 | 0 | 0 | 159 | . | . | . | . | 0 | . | . | . | . | 0 | . | . | . | . | 0 | . | . | . | . | 0 | . | . | . | . | 0 | . | . | . | . | 0 | . | . | . | . | 0 | 0.159 | 0.071 | 0 | 0 | 0.23 | 29 | 5 | 0 | 0 | 34 | . | . | . | . | 0 | 0.009 | 0.282 | 0 | 0 | 0.291 | 1 | 2 | 0 | 0 | 3 | . | . | . | . | 0 | 21.623 | 9.243 | NM | 0 | 30.866 | 2581 | 86 | 0 | 0 | 2667 | 0 | 0 | 0 | 0 | 0
2024 | 3 | VT | 99999 | Adjustment 2024 | Preliminary |  | 22.908 | NM | NM | . | 32.691 | . | . | . | . | . | . | . | . | . | . | . | . | . | . | . | . | . | . | . | . | . | . | . | . | . | . | . | . | . | . | . | . | . | . | . | . | . | . | . | . | . | . | . | . | . | . | . | . | . | . | . | . | . | . | . | . | . | . | . | . | . | . | . | . | . | . | . | . | . | . | . | . | . | . | . | . | . | . | . | . | 22.908 | NM | NM | . | 32.691 | . | . | . | . | . | . | . | . | . | .
2024 | 3 | WA | 3660 | PUD No 1 of Clark County - (WA) | Preliminary | AC | 20.471 | 0.88 | . | . | 21.351 | 2820 | 36 | . | . | 2856 | 0.919 | 0.182 | . | . | 1.101 | 911 | 19 | . | . | 930 | 600.92 | 28.39 | . | . | 629.31 | 1.312 | 0.007 | . | . | 1.319 | 148 | 1 | . | . | 149 | 3.177 | 0.02 | . | . | 3.197 | 0.03 | . | . | . | 0.03 | 3 | . | . | . | 3 | 0.081 | . | . | . | 0.081 | 0.066 | 0.002 | . | . | 0.068 | 4 | 1 | . | . | 5 | 0.36 | . | . | . | 0.36 | 0.016 | . | . | . | 0.016 | 1 | . | . | . | 1 | 0.98 | . | . | . | 0.98 | 21.472 | 1.064 | NM | 0 | 22.536 | 3736 | 56 | 0 | 0 | 3792 | 602.26 | 28.39 | 0 | 0 | 630.65
2024 | 3 | WA | 4442 | PUD No 1 of Cowlitz County | Preliminary | AC | 4.685 | 0.012 | . | . | 4.697 | 509 | 1 | . | . | 510 | 0.059 | . | . | . | 0.059 | 78 | . | . | . | 78 | . | . | . | . | 0 | 0.137 | . | . | . | 0.137 | 11 | . | . | . | 11 | 0.176 | . | . | . | 0.176 | . | . | . | . | 0 | . | . | . | . | 0 | . | . | . | . | 0 | 0.007 | . | . | . | 0.007 | 3 | . | . | . | 3 | . | . | . | . | 0 | 0.004 | . | . | . | 0.004 | 1 | . | . | . | 1 | . | . | . | . | 0 | 4.755 | 0.012 | NM | 0 | 4.767 | 591 | 1 | 0 | 0 | 592 | 0 | 0 | 0 | 0 | 0
2024 | 3 | WA | 14354 | PacifiCorp | Preliminary | DC | 29.657 | 8.658 | 1.006 | 0 | 39.321 | 2679 | 228 | 21 | 0 | 2928 | . | . | . | . | 0 | . | . | . | . | 0 | . | . | . | . | 0 | 0.545 | 0.008 | 0 | 0 | 0.553 | 52 | 1 | 0 | 0 | 53 | 0.79 | 0.019 | 0 | 0 | 0.809 | . | . | . | . | 0 | . | . | . | . | 0 | . | . | . | . | 0 | 0.03 | 0 | 0 | 0 | 0.03 | 4 | 0 | 0 | 0 | 4 | . | . | . | . | 0 | . | . | . | . | 0 | . | . | . | . | 0 | . | . | . | . | 0 | 29.687 | 8.658 | 1.006 | 0 | 39.351 | 2683 | 228 | 21 | 0 | 2932 | 0 | 0 | 0 | 0 | 0
2024 | 3 | WA | 15500 | Puget Sound Energy Inc | Preliminary | AC | 154.803 | 24.385 | 0.304 | 0 | 179.492 | 21024 | 1303 | 7 | 0 | 22334 | 0 | 0 | 0 | 0 | 0 | 0 | 0 | 0 | 0 | 0 | 0 | 0 | 0 | 0 | 0 | 9.546 | 0.254 | 0 | 0 | 9.8 | 1437 | 52 | 0 | 0 | 1489 | 19.492 | 0.437 | 0 | 0 | 19.929 | 0 | 0 | 0 | 0 | 0 | 0 | 0 | 0 | 0 | 0 | 0 | 0 | 0 | 0 | 0 | 0.058 | 0.016 | 0 | 0 | 0.074 | 20 | 7 | 0 | 0 | 27 | 0 | 0 | 0 | 0 | 0 | 0.116 | 0.223 | 0.014 | 0 | 0.353 | 15 | 7 | 1 | 0 | 23 | 0 | 0 | 0 | 0 | 0 | 154.977 | 24.624 | 0.318 | 0 | 179.919 | 21059 | 1317 | 8 | 0 | 22384 | 0 | 0 | 0 | 0 | 0
2024 | 3 | WA | 16868 | City of Seattle - (WA) | Preliminary | DC | 51.499 | 8.717 | . | . | 60.216 | 7050 | 437 | . | . | 7487 | . | . | . | . | 0 | . | . | . | . | 0 | . | . | . | . | 0 | 1.712 | 0.022 | . | . | 1.734 | 74 | 2 | . | . | 76 | . | . | . | . | 0 | . | . | . | . | 0 | . | . | . | . | 0 | . | . | . | . | 0 | . | . | . | . | 0 | . | . | . | . | 0 | . | . | . | . | 0 | . | . | . | . | 0 | . | . | . | . | 0 | . | . | . | . | 0 | 51.499 | 8.717 | NM | 0 | 60.216 | 7050 | 437 | 0 | 0 | 7487 | 0 | 0 | 0 | 0 | 0
2024 | 3 | WA | 17470 | PUD No 1 of Snohomish County | Preliminary | DC | 37.99 | 4.333 | . | . | 42.323 | 4341 | 171 | . | . | 4512 | . | . | . | . | 0 | . | . | . | . | 0 | . | . | . | . | 0 | 0.705 | . | . | . | 0.705 | 294 | . | . | . | 294 | 5.616 | . | . | . | 5.616 | . | . | . | . | 0 | . | . | . | . | 0 | . | . | . | . | 0 | 0.01 | . | . | . | 0.01 | 4 | . | . | . | 4 | . | . | . | . | 0 | . | . | . | . | 0 | . | . | . | . | 0 | . | . | . | . | 0 | 38 | 4.333 | NM | 0 | 42.333 | 4345 | 171 | 0 | 0 | 4516 | 0 | 0 | 0 | 0 | 0
2024 | 3 | WA | 18429 | City of Tacoma - (WA) | Preliminary | AC | 16.98 | 1.039 | . | . | 18.019 | 2554 | 65 | . | . | 2619 | . | . | . | . | 0 | . | . | . | . | 0 | . | . | . | . | 0 | . | . | . | . | 0 | . | . | . | . | 0 | . | . | . | . | 0 | . | . | . | . | 0 | . | . | . | . | 0 | . | . | . | . | 0 | . | . | . | . | 0 | . | . | . | . | 0 | . | . | . | . | 0 | . | . | . | . | 0 | . | . | . | . | 0 | . | . | . | . | 0 | 16.98 | 1.039 | NM | 0 | 18.019 | 2554 | 65 | 0 | 0 | 2619 | 0 | 0 | 0 | 0 | 0
2024 | 3 | WA | 20169 | Avista Corp | Preliminary | AC | 28.5 | 3.98 | . | . | 32.48 | 3793 | 201 | . | . | 3994 | . | . | . | . | 0 | . | . | . | . | 0 | . | . | . | . | 0 | . | . | . | . | 0 | . | . | . | . | 0 | . | . | . | . | 0 | . | . | . | . | 0 | . | . | . | . | 0 | . | . | . | . | 0 | 0.066 | . | . | . | 0.066 | 10 | . | . | . | 10 | . | . | . | . | 0 | 0.097 | . | . | . | 0.097 | 11 | . | . | . | 11 | . | . | . | . | 0 | 28.663 | 3.98 | NM | 0 | 32.643 | 3814 | 201 | 0 | 0 | 4015 | 0 | 0 | 0 | 0 | 0
2024 | 3 | WA | 99999 | Adjustment 2024 | Preliminary |  | 38.476 | 0.3 | -0.165 | 0 | 38.611 | . | . | . | . | . | . | . | . | . | 0 | . | . | . | . | . | . | . | . | . | . | -0.517 | -0.005 | 0 | 0 | -0.522 | . | . | . | . | . | . | . | . | . | . | . | . | . | . | 0 | . | . | . | . | . | . | . | . | . | . | . | . | . | . | . | . | . | . | . | . | . | . | . | . | . | . | . | . | . | . | . | . | . | . | . | . | . | . | . | . | 38.476 | 0.3 | -0.165 | 0 | 38.611 | . | . | . | . | . | . | . | . | . | .
2024 | 3 | WI | 4715 | Dahlberg Light & Power Co | Preliminary | AC | 0.411 | 0.123 | . | . | 0.534 | 58 | 2 | . | . | 60 | . | . | . | . | 0 | . | . | . | . | 0 | 7.111 | 0 | . | . | 7.111 | . | . | . | . | 0 | . | . | . | . | 0 | . | . | . | . | 0 | . | . | . | . | 0 | . | . | . | . | 0 | . | . | . | . | 0 | . | . | . | . | 0 | . | . | . | . | 0 | . | . | . | . | 0 | . | . | . | . | 0 | . | . | . | . | 0 | . | . | . | . | 0 | 0.411 | 0.123 | NM | 0 | 0.534 | 58 | 2 | 0 | 0 | 60 | 7.111 | 0 | 0 | 0 | 7.111
2024 | 3 | WI | 5574 | East Central Energy | Preliminary | AC | 0.31 | 0.02 | 0 | 0 | 0.33 | 37 | 1 | 0 | 0 | 38 | . | . | . | . | 0 | . | . | . | . | 0 | 9.422 | 0 | 0 | 0 | 9.422 | . | . | . | . | 0 | . | . | . | . | 0 | . | . | . | . | 0 | . | . | . | . | 0 | . | . | . | . | 0 | . | . | . | . | 0 | 0.022 | 0 | 0 | 0 | 0.022 | 2 | 0 | 0 | 0 | 2 | 0 | 0 | 0 | 0 | 0 | . | . | . | . | 0 | . | . | . | . | 0 | . | . | . | . | 0 | 0.332 | 0.02 | NM | 0 | 0.352 | 39 | 1 | 0 | 0 | 40 | 9.422 | 0 | 0 | 0 | 9.422
2024 | 3 | WI | 11479 | Madison Gas & Electric Co | Preliminary | AC | 14.3 | 36.752 | . | . | 51.052 | 2297 | 306 | . | . | 2603 | . | . | . | . | 0 | . | . | . | . | 0 | 1068.109 | 697.834 | . | . | 1765.943 | . | . | . | . | 0 | . | . | . | . | 0 | . | . | . | . | 0 | . | . | . | . | 0 | . | . | . | . | 0 | . | . | . | . | 0 | 0.04 | 0.02 | . | . | 0.06 | 4 | 1 | . | . | 5 | 0.895 | 0 | . | . | 0.895 | . | 0.4 | . | . | 0.4 | . | 1 | . | . | 1 | . | . | . | . | 0 | 14.34 | 37.172 | NM | 0 | 51.512 | 2301 | 308 | 0 | 0 | 2609 | 1069.004 | 697.834 | 0 | 0 | 1766.838
2024 | 3 | WI | 13697 | North Central Power Co Inc | Preliminary | AC | 0.466 | . | . | . | 0.466 | 51 | . | . | . | 51 | . | . | . | . | 0 | . | . | . | . | 0 | 5.493 | . | . | . | 5.493 | . | . | . | . | 0 | . | . | . | . | 0 | . | . | . | . | 0 | . | . | . | . | 0 | . | . | . | . | 0 | . | . | . | . | 0 | . | . | . | . | 0 | . | . | . | . | 0 | . | . | . | . | 0 | . | . | . | . | 0 | . | . | . | . | 0 | . | . | . | . | 0 | 0.466 | NM | NM | 0 | 0.466 | 51 | 0 | 0 | 0 | 51 | 5.493 | 0 | 0 | 0 | 5.493
2024 | 3 | WI | 13780 | Northern States Power Co | Preliminary | AC | 2.791 | 0.542 | . | . | 3.333 | 368 | 28 | . | . | 396 | 0.305 | 2.695 | . | . | 3 | 100 | 49 | . | . | 149 | . | . | . | . | 0 | . | . | . | . | 0 | . | . | . | . | 0 | . | . | . | . | 0 | . | . | . | . | 0 | . | . | . | . | 0 | . | . | . | . | 0 | . | . | . | . | 0 | . | . | . | . | 0 | . | . | . | . | 0 | . | . | . | . | 0 | . | . | . | . | 0 | . | . | . | . | 0 | 3.096 | 3.237 | NM | 0 | 6.333 | 468 | 77 | 0 | 0 | 545 | 0 | 0 | 0 | 0 | 0
2024 | 3 | WI | 13815 | Northwestern Wisconsin Elec Co | Preliminary | AC | 0.652 | 0.103 | 0 | 0 | 0.755 | 87 | 11 | 0 | 0 | 98 | . | . | . | . | 0 | . | . | . | . | 0 | 12.194 | 3.282 | 0 | 0 | 15.476 | . | . | . | . | 0 | . | . | . | . | 0 | . | . | . | . | 0 | . | . | . | . | 0 | . | . | . | . | 0 | . | . | . | . | 0 | 0.02 | 0.04 | 0 | 0 | 0.06 | 1 | 2 | 0 | 0 | 3 | 0 | 0 | 0 | 0 | 0 | . | . | . | . | 0 | . | . | . | . | 0 | . | . | . | . | 0 | 0.672 | 0.143 | NM | 0 | 0.815 | 88 | 13 | 0 | 0 | 101 | 12.194 | 3.282 | 0 | 0 | 15.476
2024 | 3 | WI | 20847 | Wisconsin Electric Power Co | Preliminary | DC | 43.253 | 12.307 | 15.714 | . | 71.274 | 4810 | 331 | 88 | . | 5229 | . | . | . | . | 0 | . | . | . | . | 0 | . | . | . | . | 0 | 0.844 | 0.193 | . | . | 1.037 | 106 | 5 | . | . | 111 | . | . | . | . | 0 | . | . | . | . | 0 | . | . | . | . | 0 | . | . | . | . | 0 | 0.437 | 0.799 | 0.02 | . | 1.256 | 32 | 31 | 1 | . | 64 | . | . | . | . | 0 | . | 0.025 | . | . | 0.025 | . | 3 | . | . | 3 | . | . | . | . | 0 | 43.69 | 13.131 | 15.734 | 0 | 72.555 | 4842 | 365 | 89 | 0 | 5296 | 0 | 0 | 0 | 0 | 0
2024 | 3 | WI | 20856 | Wisconsin Power & Light Co | Preliminary | AC | 29.023 | 6.48 | 0.045 | . | 35.548 | 4246 | 536 | 5 | . | 4787 | . | . | . | . | 0 | . | . | . | . | 0 | . | . | . | . | 0 | . | . | . | . | 0 | . | . | . | . | 0 | . | . | . | . | 0 | . | . | . | . | 0 | . | . | . | . | 0 | . | . | . | . | 0 | 0.231 | 0.179 | . | . | 0.41 | 28 | 18 | . | . | 46 | . | . | . | . | 0 | 0.02 | 0.25 | . | . | 0.27 | 1 | 15 | . | . | 16 | . | . | . | . | 0 | 29.274 | 6.909 | 0.045 | 0 | 36.228 | 4275 | 569 | 5 | 0 | 4849 | 0 | 0 | 0 | 0 | 0
2024 | 3 | WI | 20860 | Wisconsin Public Service Corp | Preliminary | DC | 12.269 | 16.063 | . | . | 28.332 | 1587 | 324 | . | . | 1911 | . | . | . | . | 0 | . | . | . | . | 0 | . | . | . | . | 0 | 0.329 | 0.602 | . | . | 0.931 | 36 | 6 | . | . | 42 | . | . | . | . | 0 | . | . | . | . | 0 | . | . | . | . | 0 | . | . | . | . | 0 | 0.441 | 0.511 | . | . | 0.952 | 39 | 15 | . | . | 54 | . | . | . | . | 0 | 0.01 | 4.23 | . | . | 4.24 | 1 | 6 | . | . | 7 | . | . | . | . | 0 | 12.72 | 20.804 | NM | 0 | 33.524 | 1627 | 345 | 0 | 0 | 1972 | 0 | 0 | 0 | 0 | 0
2024 | 3 | WI | 99999 | Adjustment 2024 | Preliminary |  | 41.483 | 7.843 | -2.087 | . | 47.24 | . | . | . | . | . | . | . | . | . | 0 | . | . | . | . | . | . | . | . | . | . | -0.205 | -0.139 | . | . | -0.343 | . | . | . | . | . | . | . | . | . | . | . | . | . | . | 0 | . | . | . | . | . | . | . | . | . | . | . | . | . | . | . | . | . | . | . | . | . | . | . | . | . | . | . | . | . | . | . | . | . | . | . | . | . | . | . | . | 41.483 | 7.843 | -2.087 | . | 47.24 | . | . | . | . | . | . | . | . | . | .
2024 | 3 | WV | 733 | Appalachian Power Co | Preliminary | AC | 11.965 | 1.365 | 0.483 | . | 13.813 | 1352 | 73 | 3 | . | 1428 | 0.362 | 0.377 | 0.121 | . | 0.86 | 34 | 24 | 1 | . | 59 | 763.768 | 79.652 | 18.6 | . | 862.02 | 1.183 | 0.015 | . | . | 1.198 | 228 | 2 | . | . | 230 | 3.011 | 0.024 | . | . | 3.035 | . | . | . | . | 0 | . | . | . | . | 0 | . | . | . | . | 0 | 0.026 | 0.003 | . | . | 0.029 | 5 | 1 | . | . | 6 | 0.057 | 0 | . | . | 0.057 | . | . | . | . | 0 | . | . | . | . | 0 | . | . | . | . | 0 | 12.353 | 1.745 | 0.604 | 0 | 14.702 | 1391 | 98 | 4 | 0 | 1493 | 763.825 | 79.652 | 18.6 | 0 | 862.077
2024 | 3 | WV | 12796 | Monongahela Power Co | Preliminary | AC | 5.868 | 2.914 | 0.521 | 0 | 9.303 | 726 | 79 | 4 | 0 | 809 | 0.33 | 0.363 | 0 | 0 | 0.693 | 26 | 18 | 0 | 0 | 44 | 0 | 0 | 0 | 0 | 0 | 1.088 | 0.065 | 0 | 0 | 1.153 | 132 | 5 | 0 | 0 | 137 | 0 | 0 | 0 | 0 | 0 | 0 | 0 | 0 | 0 | 0 | 0 | 0 | 0 | 0 | 0 | 0 | 0 | 0 | 0 | 0 | 0.034 | 0.001 | 0 | 0 | 0.035 | 11 | 1 | 0 | 0 | 12 | 0 | 0 | 0 | 0 | 0 | 0 | 0 | 0 | 0 | 0 | 0 | 0 | 0 | 0 | 0 | 0 | 0 | 0 | 0 | 0 | 6.232 | 3.278 | 0.521 | 0 | 10.031 | 763 | 98 | 4 | 0 | 865 | 0 | 0 | 0 | 0 | 0
2024 | 3 | WV | 15263 | The Potomac Edison Company | Preliminary | AC | 7.823 | 2.204 | 0.053 | 0 | 10.08 | 877 | 54 | 1 | 0 | 932 | 0.187 | 0.748 | 0 | 0 | 0.935 | 13 | 9 | 0 | 0 | 22 | 0 | 0 | 0 | 0 | 0 | 2.009 | 0.015 | 0 | 0 | 2.024 | 161 | 1 | 0 | 0 | 162 | 0 | 0 | 0 | 0 | 0 | 0 | 0 | 0 | 0 | 0 | 0 | 0 | 0 | 0 | 0 | 0 | 0 | 0 | 0 | 0 | 0.016 | 0.005 | 0 | 0 | 0.021 | 7 | 2 | 0 | 0 | 9 | 0 | 0 | 0 | 0 | 0 | 0 | 0 | 0 | 0 | 0 | 0 | 0 | 0 | 0 | 0 | 0 | 0 | 0 | 0 | 0 | 8.026 | 2.957 | 0.053 | 0 | 11.036 | 897 | 65 | 1 | 0 | 963 | 0 | 0 | 0 | 0 | 0
2024 | 3 | WV | 20521 | Wheeling Power Co | Preliminary | AC | 0.956 | 0.045 | 0.563 | . | 1.564 | 105 | 4 | 2 | . | 111 | . | 0.05 | . | . | 0.05 | . | 1 | . | . | 1 | 53.298 | 2.866 | 0.6 | . | 56.764 | 0.096 | . | . | . | 0.096 | 19 | . | . | . | 19 | 0.229 | . | . | . | 0.229 | . | . | . | . | 0 | . | . | . | . | 0 | . | . | . | . | 0 | 0.012 | . | . | . | 0.012 | 2 | . | . | . | 2 | 0.137 | . | . | . | 0.137 | . | . | . | . | 0 | . | . | . | . | 0 | . | . | . | . | 0 | 0.968 | 0.095 | 0.563 | 0 | 1.626 | 107 | 5 | 2 | 0 | 114 | 53.435 | 2.866 | 0.6 | 0 | 56.901
2024 | 3 | WV | 99999 | Adjustment 2024 | Preliminary |  | 0.197 | . | . | . | 0.197 | . | . | . | . | . | . | . | . | . | . | . | . | . | . | . | . | . | . | . | . | . | . | . | . | . | . | . | . | . | . | . | . | . | . | . | . | . | . | . | . | . | . | . | . | . | . | . | . | . | . | . | . | . | . | . | . | . | . | . | . | . | . | . | . | . | . | . | . | . | . | . | . | . | . | . | . | . | . | . | . | 0.197 | . | . | . | 0.197 | . | . | . | . | . | . | . | . | . | .
2024 | 3 | WY | 3461 | Cheyenne Light Fuel & Power | Preliminary | DC | 7.377 | 0.113 | 0 | 0 | 7.49 | 1045 | 12 | 0 | 0 | 1057 | . | . | . | . | 0 | . | . | . | . | 0 | . | . | . | . | 0 | . | . | . | . | 0 | . | . | . | . | 0 | . | . | . | . | 0 | . | . | . | . | 0 | . | . | . | . | 0 | . | . | . | . | 0 | 0.266 | 0.044 | . | . | 0.31 | 103 | 3 | . | . | 106 | . | . | . | . | 0 | . | . | . | . | 0 | . | . | . | . | 0 | . | . | . | . | 0 | 7.643 | 0.157 | NM | 0 | 7.8 | 1148 | 15 | 0 | 0 | 1163 | 0 | 0 | 0 | 0 | 0
2024 | 3 | WY | 7222 | City of Gillette - (WY) | Preliminary | AC | 0.232 | . | . | . | 0.232 | 19 | . | . | . | 19 | . | . | . | . | 0 | . | . | . | . | 0 | . | . | . | . | 0 | . | . | . | . | 0 | . | . | . | . | 0 | . | . | . | . | 0 | . | . | . | . | 0 | . | . | . | . | 0 | . | . | . | . | 0 | . | . | . | . | 0 | . | . | . | . | 0 | . | . | . | . | 0 | . | . | . | . | 0 | . | . | . | . | 0 | . | . | . | . | 0 | 0.232 | NM | NM | 0 | 0.232 | 19 | 0 | 0 | 0 | 19 | 0 | 0 | 0 | 0 | 0
2024 | 3 | WY | 8566 | High Plains Power Inc | Preliminary | AC | 0.835 | 0.061 | . | . | 0.896 | 96 | 6 | . | . | 102 | . | . | . | . | 0 | . | . | . | . | 0 | . | . | . | . | 0 | . | . | . | . | 0 | . | . | . | . | 0 | . | . | . | . | 0 | . | . | . | . | 0 | . | . | . | . | 0 | . | . | . | . | 0 | 0.009 | 0.025 | . | . | 0.034 | 2 | 5 | . | . | 7 | . | . | . | . | 0 | . | . | . | . | 0 | . | . | . | . | 0 | . | . | . | . | 0 | 0.844 | 0.086 | NM | 0 | 0.93 | 98 | 11 | 0 | 0 | 109 | 0 | 0 | 0 | 0 | 0
2024 | 3 | WY | 11273 | Lower Valley Energy Inc | Preliminary | AC | 0.936 | 0.422 | 0.231 | . | 1.589 | 120 | 19 | 8 | . | 147 | . | . | . | . | 0 | . | . | . | . | 0 | . | . | . | . | 0 | . | . | . | . | 0 | . | . | . | . | 0 | . | . | . | . | 0 | . | . | . | . | 0 | . | . | . | . | 0 | . | . | . | . | 0 | . | 0.025 | . | . | 0.025 | . | 2 | . | . | 2 | . | . | . | . | 0 | . | . | . | . | 0 | . | . | . | . | 0 | . | . | . | . | 0 | 0.936 | 0.447 | 0.231 | 0 | 1.614 | 120 | 21 | 8 | 0 | 149 | 0 | 0 | 0 | 0 | 0
2024 | 3 | WY | 12199 | Montana-Dakota Utilities Co | Preliminary | AC | 0.993 | 0.163 | . | . | 1.156 | 145 | 14 | . | . | 159 | . | . | . | . | 0 | . | . | . | . | 0 | . | . | . | . | 0 | 0.108 | . | . | . | 0.108 | 16 | . | . | . | 16 | . | . | . | . | 0 | . | . | . | . | 0 | . | . | . | . | 0 | . | . | . | . | 0 | 0.004 | . | . | . | 0.004 | 2 | . | . | . | 2 | . | . | . | . | 0 | . | 0.24 | . | . | 0.24 | . | 1 | . | . | 1 | . | . | . | . | 0 | 0.997 | 0.403 | NM | 0 | 1.4 | 147 | 15 | 0 | 0 | 162 | 0 | 0 | 0 | 0 | 0
2024 | 3 | WY | 14354 | PacifiCorp | Preliminary | DC | 5.278 | 1.175 | 0.049 | 0 | 6.502 | 703 | 79 | 2 | 0 | 784 | . | . | . | . | 0 | . | . | . | . | 0 | . | . | . | . | 0 | 0.977 | 0.126 | 0 | 0 | 1.103 | 77 | 5 | 0 | 0 | 82 | 1.259 | 0.222 | 0 | 0 | 1.481 | . | . | . | . | 0 | . | . | . | . | 0 | . | . | . | . | 0 | 0.183 | 0.101 | 0 | 0 | 0.284 | 53 | 14 | 0 | 0 | 67 | . | . | . | . | 0 | 0.034 | 0.021 | 0 | 0 | 0.055 | 8 | 3 | 0 | 0 | 11 | . | . | . | . | 0 | 5.495 | 1.297 | 0.049 | 0 | 6.841 | 764 | 96 | 2 | 0 | 862 | 0 | 0 | 0 | 0 | 0
2024 | 3 | WY | 19156 | Powder River Energy Corp | Preliminary | AC | 1.198 | 0.062 | 0.104 | 0 | 1.364 | 105 | 3 | 10 | 0 | 118 | . | . | . | . | 0 | . | . | . | . | 0 | . | . | . | . | 0 | . | . | . | . | 0 | . | . | . | . | 0 | . | . | . | . | 0 | . | . | . | . | 0 | . | . | . | . | 0 | . | . | . | . | 0 | 0.025 | 0.01 | 0 | 0 | 0.035 | 8 | 1 | 0 | 0 | 9 | . | . | . | . | 0 | . | . | . | . | 0 | . | . | . | . | 0 | . | . | . | . | 0 | 1.223 | 0.072 | 0.104 | 0 | 1.399 | 113 | 4 | 10 | 0 | 127 | 0 | 0 | 0 | 0 | 0
2024 | 3 | WY | 27058 | High West Energy, Inc | Preliminary | AC | 0.426 | . | . | . | 0.426 | 213 | . | . | . | 213 | . | . | . | . | 0 | . | . | . | . | 0 | . | . | . | . | 0 | . | . | . | . | 0 | . | . | . | . | 0 | . | . | . | . | 0 | . | . | . | . | 0 | . | . | . | . | 0 | . | . | . | . | 0 | 0.06 | . | 0.004 | . | 0.064 | 30 | . | 1 | . | 31 | . | . | . | . | 0 | . | . | . | . | 0 | . | . | . | . | 0 | . | . | . | . | 0 | 0.486 | NM | 0.004 | 0 | 0.49 | 243 | 0 | 1 | 0 | 244 | 0 | 0 | 0 | 0 | 0
2024 | 3 | WY | 99999 | Adjustment 2024 | Preliminary |  | -0.51 | 0.008 | NM | 0 | -0.387 | . | . | . | . | . | . | . | . | . | 0 | . | . | . | . | . | . | . | . | . | . | -0.17 | -0.022 | 0 | 0 | -0.192 | . | . | . | . | . | . | . | . | . | . | . | . | . | . | 0 | . | . | . | . | . | . | . | . | . | . | . | . | . | . | . | . | . | . | . | . | . | . | . | . | . | . | . | . | . | . | . | . | . | . | . | . | . | . | . | . | -0.51 | 0.008 | NM | 0 | -0.387 | . | . | . | . | . | . | . | . | . | .
2024 | 4 | AK | 219 | Alaska Power and Telephone Co | Preliminary | AC | 0.012 | 0.021 | . | . | 0.033 | 3 | 2 | . | . | 5 | . | . | . | . | 0 | . | . | . | . | 0 | 0.225 | 0.2 | . | . | 0.425 | . | . | . | . | 0 | . | . | . | . | 0 | . | . | . | . | 0 | . | . | . | . | 0 | . | . | . | . | 0 | . | . | . | . | 0 | . | . | . | . | 0 | . | . | . | . | 0 | . | . | . | . | 0 | 0.005 | . | . | . | 0.005 | 1 | . | . | . | 1 | . | . | . | . | 0 | 0.017 | 0.021 | NM | 0 | 0.038 | 4 | 2 | 0 | 0 | 6 | 0.225 | 0.2 | 0 | 0 | 0.425
2024 | 4 | AK | 3522 | Chugach Electric Assn Inc | Preliminary | AC | 4.07 | 0.675 | . | . | 4.745 | 834 | 63 | . | . | 897 | . | . | . | . | 0 | . | . | . | . | 0 | . | . | . | . | 0 | . | . | . | . | 0 | . | . | . | . | 0 | . | . | . | . | 0 | . | . | . | . | 0 | . | . | . | . | 0 | . | . | . | . | 0 | . | 0.01 | . | . | 0.01 | . | 4 | . | . | 4 | . | . | . | . | 0 | . | . | . | . | 0 | . | . | . | . | 0 | . | . | . | . | 0 | 4.07 | 0.685 | NM | 0 | 4.755 | 834 | 67 | 0 | 0 | 901 | 0 | 0 | 0 | 0 | 0
2024 | 4 | AK | 7353 | Golden Valley Elec Assn Inc | Preliminary | AC | 3.899 | 0.58 | 0.121 | 0 | 4.6 | 735 | 59 | 9 | 0 | 803 | . | . | . | . | 0 | . | . | . | . | 0 | 35.33 | 6.581 | 0 | 0 | 41.911 | . | . | . | . | 0 | . | . | . | . | 0 | . | . | . | . | 0 | . | . | . | . | 0 | . | . | . | . | 0 | . | . | . | . | 0 | 0.018 | 0.012 | 0 | 0 | 0.03 | 6 | 2 | 0 | 0 | 8 | 0 | 0 | 0 | 0 | 0 | . | . | . | . | 0 | . | . | . | . | 0 | . | . | . | . | 0 | 3.917 | 0.592 | 0.121 | 0 | 4.63 | 741 | 61 | 9 | 0 | 811 | 35.33 | 6.581 | 0 | 0 | 41.911
2024 | 4 | AK | 11824 | Matanuska Electric Assn Inc | Preliminary | AC | 2.54 | 0.406 | . | . | 2.946 | 413 | 33 | . | . | 446 | . | . | . | . | 0 | . | . | . | . | 0 | . | . | . | . | 0 | . | . | . | . | 0 | . | . | . | . | 0 | . | . | . | . | 0 | . | . | . | . | 0 | . | . | . | . | 0 | . | . | . | . | 0 | 0.064 | 0.016 | . | . | 0.08 | 20 | 3 | . | . | 23 | . | . | . | . | 0 | 0.048 | 0.004 | . | . | 0.052 | 7 | 1 | . | . | 8 | . | . | . | . | 0 | 2.652 | 0.426 | NM | 0 | 3.078 | 440 | 37 | 0 | 0 | 477 | 0 | 0 | 0 | 0 | 0
2024 | 4 | AK | 19558 | Homer Electric Assn Inc | Preliminary | DC | 2.769 | 0.85 | . | . | 3.619 | 488 | 51 | . | . | 539 | . | . | . | . | 0 | . | . | . | . | 0 | 108.333 | 12.339 | . | . | 120.672 | . | . | . | . | 0 | . | . | . | . | 0 | . | . | . | . | 0 | . | . | . | . | 0 | . | . | . | . | 0 | . | . | . | . | 0 | 0.103 | 0.014 | . | . | 0.117 | 31 | 3 | . | . | 34 | 1.888 | 0.103 | . | . | 1.991 | . | . | . | . | 0 | . | . | . | . | 0 | . | . | . | . | 0 | 2.872 | 0.864 | NM | 0 | 3.736 | 519 | 54 | 0 | 0 | 573 | 110.221 | 12.442 | 0 | 0 | 122.663
2024 | 4 | AK | 99999 | Adjustment 2024 | Preliminary |  | -0.452 | -0.058 | . | . | -0.51 | . | . | . | . | . | . | . | . | . | 0 | . | . | . | . | . | . | . | . | . | . | . | . | . | . | 0 | . | . | . | . | . | . | . | . | . | . | . | . | . | . | 0 | . | . | . | . | . | . | . | . | . | . | . | . | . | . | . | . | . | . | . | . | . | . | . | . | . | . | . | . | . | . | . | . | . | . | . | . | . | . | . | . | -0.452 | -0.058 | . | . | -0.51 | . | . | . | . | . | . | . | . | . | .
2024 | 4 | AL | 99999 | Adjustment 2024 | Preliminary |  | NM | NM | . | . | NM | . | . | . | . | . | . | . | . | . | . | . | . | . | . | . | . | . | . | . | . | . | . | . | . | . | . | . | . | . | . | . | . | . | . | . | . | . | . | . | . | . | . | . | . | . | . | . | . | . | . | . | . | . | . | . | . | . | . | . | . | . | . | . | . | . | . | . | . | . | . | . | . | . | . | . | . | . | . | . | . | NM | NM | . | . | NM | . | . | . | . | . | . | . | . | . | .
2024 | 4 | AR | 814 | Entergy Arkansas LLC | Preliminary | DC | 74.539 | 70.313 | 6.011 | . | 150.863 | 6977 | 294 | 38 | . | 7309 | . | . | . | . | 0 | . | . | . | . | 0 | . | . | . | . | 0 | . | . | . | . | 0 | . | . | . | . | 0 | . | . | . | . | 0 | . | . | . | . | 0 | . | . | . | . | 0 | . | . | . | . | 0 | 0.007 | 0.002 | 0.006 | . | 0.015 | 1 | 1 | 2 | . | 4 | . | . | . | . | 0 | 0.022 | 0 | 0 | . | 0.022 | 1 | 0 | 0 | . | 1 | . | . | . | . | 0 | 74.568 | 70.315 | 6.017 | 0 | 150.9 | 6979 | 295 | 40 | 0 | 7314 | 0 | 0 | 0 | 0 | 0
2024 | 4 | AR | 817 | Arkansas Valley Elec Coop Corp | Preliminary | AC | 11.025 | 2.114 | . | . | 13.139 | 924 | 16 | . | . | 940 | . | . | . | . | 0 | . | . | . | . | 0 | 845.166 | 253.176 | . | . | 1098.342 | . | . | . | . | 0 | . | . | . | . | 0 | . | . | . | . | 0 | . | . | . | . | 0 | . | . | . | . | 0 | . | . | . | . | 0 | 0.005 | . | . | . | 0.005 | 1 | . | . | . | 1 | 0 | . | . | . | 0 | . | . | . | . | 0 | . | . | . | . | 0 | . | . | . | . | 0 | 11.03 | 2.114 | NM | 0 | 13.144 | 925 | 16 | 0 | 0 | 941 | 845.166 | 253.176 | 0 | 0 | 1098.342
2024 | 4 | AR | 3093 | Carroll Electric Coop Corp - (AR) | Preliminary | DC | 17.599 | . | . | . | 17.599 | 2075 | . | . | . | 2075 | . | . | . | . | 0 | . | . | . | . | 0 | . | . | . | . | 0 | . | . | . | . | 0 | . | . | . | . | 0 | . | . | . | . | 0 | . | . | . | . | 0 | . | . | . | . | 0 | . | . | . | . | 0 | 0.019 | . | . | . | 0.019 | 3 | . | . | . | 3 | . | . | . | . | 0 | . | . | . | . | 0 | . | . | . | . | 0 | . | . | . | . | 0 | 17.618 | NM | NM | 0 | 17.618 | 2078 | 0 | 0 | 0 | 2078 | 0 | 0 | 0 | 0 | 0
2024 | 4 | AR | 5860 | Empire District Electric Co | Preliminary | AC | 1.059 | 0.004 | . | . | 1.063 | 135 | 1 | . | . | 136 | . | . | . | . | 0 | . | . | . | . | 0 | 20.077 | 0 | . | . | 20.077 | . | . | . | . | 0 | . | . | . | . | 0 | . | . | . | . | 0 | . | . | . | . | 0 | . | . | . | . | 0 | . | . | . | . | 0 | . | . | . | . | 0 | . | . | . | . | 0 | . | . | . | . | 0 | . | . | . | . | 0 | . | . | . | . | 0 | . | . | . | . | 0 | 1.059 | 0.004 | NM | 0 | 1.063 | 135 | 1 | 0 | 0 | 136 | 20.077 | 0 | 0 | 0 | 20.077
2024 | 4 | AR | 6342 | First Electric Coop Corp | Preliminary | AC | 16.338 | 2.49 | 0.791 | 0 | 19.619 | 1768 | 13 | 7 | 0 | 1788 | 0 | 0 | 0 | 0 | 0 | 0 | 0 | 0 | 0 | 0 | 0 | 0 | 0 | 0 | 0 | 0 | 0 | 0 | 0 | 0 | 0 | 0 | 0 | 0 | 0 | 0 | 0 | 0 | 0 | 0 | 0 | 0 | 0 | 0 | 0 | 0 | 0 | 0 | 0 | 0 | 0 | 0 | 0 | 0 | 0 | 0 | 0 | 0 | 0 | 0 | 0 | 0 | 0 | 0 | 0 | 0 | 0 | 0 | 0 | 0 | 0 | 0 | 0 | 0 | 0 | 0 | 0 | 0 | 0 | 0 | 0 | 0 | 0 | 0 | 0 | 16.338 | 2.49 | 0.791 | 0 | 19.619 | 1768 | 13 | 7 | 0 | 1788 | 0 | 0 | 0 | 0 | 0
2024 | 4 | AR | 13718 | City of North Little Rock - (AR) | Preliminary | AC | 2.59 | 0.45 | 2.79 | 0 | 5.83 | 345 | 6 | 2 | 0 | 353 | . | . | . | . | 0 | . | . | . | . | 0 | . | . | . | . | 0 | . | . | . | . | 0 | . | . | . | . | 0 | . | . | . | . | 0 | . | . | . | . | 0 | . | . | . | . | 0 | . | . | . | . | 0 | . | . | . | . | 0 | . | . | . | . | 0 | . | . | . | . | 0 | . | . | . | . | 0 | . | . | . | . | 0 | . | . | . | . | 0 | 2.59 | 0.45 | 2.79 | 0 | 5.83 | 345 | 6 | 2 | 0 | 353 | 0 | 0 | 0 | 0 | 0
2024 | 4 | AR | 14063 | Oklahoma Gas & Electric Co | Preliminary | AC | 4.94 | 2.338 | 0 | 0 | 7.278 | 623 | 21 | 0 | . | 644 | 1.786 | 3.131 | 0.004 | 0 | 4.921 | 472 | 406 | 1 | 0 | 879 | 0 | 0 | 0 | 0 | 0 | 0 | 0 | 0 | 0 | 0 | 0 | 0 | 0 | 0 | 0 | 0 | 0 | 0 | 0 | 0 | 0 | 0 | 0 | 0 | 0 | 0 | 0 | 0 | 0 | 0 | 0 | 0 | 0 | 0 | 0 | 0.004 | 0 | 0 | 0 | 0.004 | 2 | 0 | 0 | 0 | 2 | 0 | 0 | 0 | 0 | 0 | 0 | 0 | 0 | 0 | 0 | 0 | 0 | 0 | 0 | 0 | 0 | 0 | 0 | 0 | 0 | 6.73 | 5.469 | 0.004 | 0 | 12.203 | 1097 | 427 | 1 | 0 | 1525 | 0 | 0 | 0 | 0 | 0
2024 | 4 | AR | 17698 | Southwestern Electric Power Co | Preliminary | AC | 9.612 | 1.782 | 0.92 | . | 12.314 | 1454 | 45 | 3 | . | 1502 | 0.201 | 14.404 | . | . | 14.605 | 16 | 15 | . | . | 31 | 898.06 | 2073.61 | 58.052 | . | 3029.722 | 0.099 | 0.007 | . | . | 0.106 | 17 | 1 | . | . | 18 | 0.297 | 0.013 | . | . | 0.31 | . | . | . | . | 0 | . | . | . | . | 0 | . | . | . | . | 0 | . | 0.002 | . | . | 0.002 | . | 1 | . | . | 1 | . | 0.032 | . | . | 0.032 | . | 3 | . | . | 3 | . | 1 | . | . | 1 | . | 0 | . | . | 0 | 9.813 | 19.188 | 0.92 | 0 | 29.921 | 1470 | 62 | 3 | 0 | 1535 | 898.06 | 2073.642 | 58.052 | 0 | 3029.754
2024 | 4 | AR | 99999 | Adjustment 2024 | Preliminary |  | 15.931 | 14.226 | 21.913 | . | 52.07 | . | . | . | . | . | . | . | . | . | 0 | . | . | . | . | . | . | . | . | . | . | . | . | . | . | 0 | . | . | . | . | . | . | . | . | . | . | . | . | . | . | 0 | . | . | . | . | . | . | . | . | . | . | . | . | . | . | . | . | . | . | . | . | . | . | . | . | . | . | . | . | . | . | . | . | . | . | . | . | . | . | . | . | 15.931 | 14.226 | 21.913 | . | 52.07 | . | . | . | . | . | . | . | . | . | .
2024 | 4 | AZ | 176 | Ajo Improvement Co | Preliminary | AC | 0.061 | 0.005 | . | . | 0.066 | 12 | 3 | . | . | 15 | . | . | . | . | 0 | . | . | . | . | 0 | 6.285 | 0.605 | . | . | 6.89 | . | . | . | . | 0 | . | . | . | . | 0 | . | . | . | . | 0 | . | . | . | . | 0 | . | . | . | . | 0 | . | . | . | . | 0 | . | . | . | . | 0 | . | . | . | . | 0 | . | . | . | . | 0 | . | . | . | . | 0 | . | . | . | . | 0 | . | . | . | . | 0 | 0.061 | 0.005 | NM | 0 | 0.066 | 12 | 3 | 0 | 0 | 15 | 6.285 | 0.605 | 0 | 0 | 6.89
2024 | 4 | AZ | 803 | Arizona Public Service Co | Preliminary | DC | 1579.268 | 362.327 | . | . | 1941.595 | 176516 | 2148 | . | . | 178664 | . | . | . | . | 0 | . | . | . | . | 0 | . | . | . | . | 0 | 30 | 1 | . | . | 31 | 3509 | 17 | . | . | 3526 | 69 | 2 | . | . | 71 | 1 | 1 | . | . | 2 | 110 | 7 | . | . | 117 | 2 | 1 | . | . | 3 | 0.057 | 0.125 | . | . | 0.182 | 25 | 12 | . | . | 37 | . | . | . | . | 0 | . | . | . | . | 0 | . | . | . | . | 0 | . | . | . | . | 0 | 1579.325 | 362.452 | NM | 0 | 1941.777 | 176541 | 2160 | 0 | 0 | 178701 | 0 | 0 | 0 | 0 | 0
2024 | 4 | AZ | 12919 | Morenci Water and Electric | Preliminary | AC | 0.008 | 0.028 | 0 | 0 | 0.036 | 1 | 3 | 0 | 0 | 4 | . | . | . | . | 0 | . | . | . | . | 0 | 1.097 | 2.26 | 0 | 0 | 3.357 | . | . | . | . | 0 | . | . | . | . | 0 | . | . | . | . | 0 | . | . | . | . | 0 | . | . | . | . | 0 | . | . | . | . | 0 | . | . | . | . | 0 | . | . | . | . | 0 | . | . | . | . | 0 | . | . | . | . | 0 | . | . | . | . | 0 | . | . | . | . | 0 | 0.008 | 0.028 | NM | 0 | 0.036 | 1 | 3 | 0 | 0 | 4 | 1.097 | 2.26 | 0 | 0 | 3.357
2024 | 4 | AZ | 16572 | Salt River Project | Preliminary | AC | 370 | 137.53 | 7.28 | 0 | 514.81 | 57113 | 910 | 10 | 0 | 58033 | 0 | 0 | 0 | 0 | 0 | 0 | 0 | 0 | 0 | 0 | 22038.04 | 5497.5 | 0 | 0 | 27535.54 | 23.2 | 0.85 | 0 | 0 | 24.05 | 3619 | 15 | 0 | 0 | 3634 | 73.22 | 1.6 | 0 | 0 | 74.82 | 1.83 | 0 | 0 | 0 | 1.83 | 229 | 0 | 0 | 0 | 229 | 4.95 | 0 | 0 | 0 | 4.95 | . | . | . | . | 0 | . | . | . | . | 0 | . | . | . | . | 0 | . | . | . | . | 0 | . | . | . | . | 0 | . | . | . | . | 0 | 370 | 137.53 | 7.28 | 0 | 514.81 | 57113 | 910 | 10 | 0 | 58033 | 22038.04 | 5497.5 | 0 | 0 | 27535.54
2024 | 4 | AZ | 19189 | Trico Electric Cooperative Inc | Preliminary | DC | 41.79 | 15.681 | . | . | 57.471 | 5299 | 76 | . | . | 5375 | 0.043 | 0.183 | . | . | 0.226 | 42 | 1 | . | . | 43 | 4421.05 | 825.8 | . | . | 5246.85 | . | . | . | . | 0 | . | . | . | . | 0 | . | . | . | . | 0 | . | . | . | . | 0 | . | . | . | . | 0 | . | . | . | . | 0 | 0.002 | . | . | . | 0.002 | 1 | . | . | . | 1 | 0 | . | . | . | 0 | . | . | . | . | 0 | . | . | . | . | 0 | . | . | . | . | 0 | 41.835 | 15.864 | NM | 0 | 57.699 | 5342 | 77 | 0 | 0 | 5419 | 4421.05 | 825.8 | 0 | 0 | 5246.85
2024 | 4 | AZ | 19728 | UNS Electric, Inc | Preliminary | AC | 72.32 | 17.32 | . | . | 89.64 | 9064 | 231 | . | . | 9295 | . | . | . | . | 0 | . | . | . | . | 0 | 8990.704 | 975.289 | . | . | 9965.993 | 1.26 | . | . | . | 1.26 | 150 | . | . | . | 150 | . | . | . | . | 0 | . | . | . | . | 0 | . | . | . | . | 0 | . | . | . | . | 0 | 0.3 | 0.01 | . | . | 0.31 | 117 | 1 | . | . | 118 | 8.835 | . | . | . | 8.835 | . | . | . | . | 0 | . | . | . | . | 0 | . | . | . | . | 0 | 72.62 | 17.33 | NM | 0 | 89.95 | 9181 | 232 | 0 | 0 | 9413 | 8999.539 | 975.289 | 0 | 0 | 9974.828
2024 | 4 | AZ | 21538 | Mohave Electric Cooperative, Inc. | Preliminary | AC | 20.623 | 3.583 | 0 | 0 | 24.206 | 2002 | 92 | 0 | 0 | 2094 | 0 | 0 | 0 | 0 | 0 | 0 | 0 | 0 | 0 | 0 | 773.723 | 116.101 | 0 | 0 | 889.824 | 0 | 0 | 0 | 0 | 0 | 0 | 0 | 0 | 0 | 0 | 0 | 0 | 0 | 0 | 0 | 0 | 0 | 0 | 0 | 0 | 0 | 0 | 0 | 0 | 0 | 0 | 0 | 0 | 0 | 0 | 0.055 | . | . | . | 0.055 | 25 | . | . | . | 25 | 0 | . | . | . | 0 | . | . | . | . | 0 | . | . | . | . | 0 | . | . | . | . | 0 | 20.678 | 3.583 | NM | 0 | 24.261 | 2027 | 92 | 0 | 0 | 2119 | 773.723 | 116.101 | 0 | 0 | 889.824
2024 | 4 | AZ | 24211 | Tucson Electric Power Co | Preliminary | AC | 327.312 | 154.952 | . | . | 482.264 | 48902 | 1085 | . | . | 49987 | . | . | . | . | 0 | . | . | . | . | 0 | 5972.13 | 3235.56 | . | . | 9207.69 | 10.6 | 0.34 | . | . | 10.94 | 1129 | 7 | . | . | 1136 | . | . | . | . | 0 | . | 0.21 | . | . | 0.21 | . | 1 | . | . | 1 | . | . | . | . | 0 | 0.024 | . | . | . | 0.024 | 1 | . | . | . | 1 | 0.015 | . | . | . | 0.015 | . | . | . | . | 0 | . | . | . | . | 0 | . | . | . | . | 0 | 327.336 | 154.952 | NM | 0 | 482.288 | 48903 | 1085 | 0 | 0 | 49988 | 5972.145 | 3235.56 | 0 | 0 | 9207.705
2024 | 4 | AZ | 99999 | Adjustment 2024 | Preliminary |  | -236.686 | -59.333 | . | . | -296.018 | . | . | . | . | . | -0.007 | -0.032 | . | . | -0.039 | . | . | . | . | . | . | . | . | . | . | -5.232 | -0.174 | . | . | -5.406 | . | . | . | . | . | . | . | . | . | . | -0.174 | -0.174 | . | . | -0.349 | . | . | . | . | . | . | . | . | . | . | . | . | . | . | . | . | . | . | . | . | . | . | . | . | . | . | . | . | . | . | . | . | . | . | . | . | . | . | . | . | -236.693 | -59.365 | . | . | -296.058 | . | . | . | . | . | . | . | . | . | .
2024 | 4 | CA | 4390 | City of Corona - (CA) | Preliminary | AC | 0.136 | 0.4 | 0 | 0 | 0.536 | 18 | 3 | 0 | 0 | 21 | 0 | 0 | 0 | 0 | 0 | 0 | 0 | 0 | 0 | 0 | 0 | 0 | 0 | 0 | 0 | 0 | 0 | 0 | 0 | 0 | 0 | 0 | 0 | 0 | 0 | 0 | 0 | 0 | 0 | 0 | 0 | 0 | 0 | 0 | 0 | 0 | 0 | 0 | 0 | 0 | 0 | 0 | 0 | 0 | 0 | 0 | 0 | 0 | 0 | 0 | 0 | 0 | 0 | 0 | 0 | 0 | 0 | 0 | 0 | 0 | 0 | 0 | 0 | 0 | 0 | 0 | 0 | 0 | 0 | 0 | 0 | 0 | 0 | 0 | 0 | 0.136 | 0.4 | NM | 0 | 0.536 | 18 | 3 | 0 | 0 | 21 | 0 | 0 | 0 | 0 | 0
2024 | 4 | CA | 9216 | Imperial Irrigation District | Preliminary | AC | 68.821 | 65.143 | . | . | 133.964 | 8956 | 259 | . | . | 9215 | 3.952 | 0.342 | . | . | 4.294 | 1304 | 115 | . | . | 1419 | . | . | . | . | 0 | . | . | . | . | 0 | . | . | . | . | 0 | . | . | . | . | 0 | . | . | . | . | 0 | . | . | . | . | 0 | . | . | . | . | 0 | 0.002 | . | . | . | 0.002 | 1 | . | . | . | 1 | . | . | . | . | 0 | . | 2.15 | . | . | 2.15 | . | 8 | . | . | 8 | . | . | . | . | 0 | 72.775 | 67.635 | NM | 0 | 140.41 | 10261 | 382 | 0 | 0 | 10643 | 0 | 0 | 0 | 0 | 0
2024 | 4 | CA | 11208 | Los Angeles Department of Water & Power | Preliminary | AC | 505.264 | 132.567 | . | . | 637.831 | 82684 | 1695 | . | . | 84379 | . | . | . | . | 0 | . | . | . | . | 0 | 30223.78 | 4266.32 | . | . | 34490.1 | 31.3 | 2.05 | . | . | 33.35 | 4080 | 6 | . | . | 4086 | . | . | . | . | 0 | 3.48 | 1.15 | . | . | 4.63 | 485 | 6 | . | . | 491 | . | . | . | . | 0 | . | . | . | . | 0 | . | . | . | . | 0 | . | . | . | . | 0 | . | . | . | . | 0 | . | . | . | . | 0 | . | . | . | . | 0 | 505.264 | 132.567 | NM | 0 | 637.831 | 82684 | 1695 | 0 | 0 | 84379 | 30223.78 | 4266.32 | 0 | 0 | 34490.1
2024 | 4 | CA | 12745 | Modesto Irrigation District | Preliminary | AC | 53.62 | 17.361 | 9.914 | 0 | 80.895 | 10655 | 185 | 55 | 0 | 10895 | . | . | . | . | 0 | . | . | . | . | 0 | . | . | . | . | 0 | 3.551 | 0 | 0.171 | . | 3.722 | 474 | 0 | 1 | . | 475 | . | . | . | . | 0 | . | . | 1.341 | . | 1.341 | . | . | 1 | . | 1 | . | . | . | . | 0 | . | . | . | . | 0 | . | . | . | . | 0 | . | . | . | . | 0 | . | . | . | . | 0 | . | . | . | . | 0 | . | . | . | . | 0 | 53.62 | 17.361 | 9.914 | 0 | 80.895 | 10655 | 185 | 55 | 0 | 10895 | 0 | 0 | 0 | 0 | 0
2024 | 4 | CA | 14328 | Pacific Gas & Electric Co. | Preliminary | AC | 5162.455 | 1597.94 | 1278.519 | 0 | 8038.914 | 819630 | 16194 | 5437 | 0 | 841261 | 23.188 | 51.068 | 0.138 | 0 | 74.394 | 5969 | 3927 | 4 | 0 | 9900 | 0 | 0 | 0 | 0 | 0 | 589.399 | 38.935 | 56.533 | 0 | 684.867 | 85543 | 366 | 158 | 0 | 86067 | 0 | 0 | 0 | 0 | 0 | 0.09 | 0 | 0.245 | 0 | 0.335 | 9 | 0 | 2 | 0 | 11 | 0 | 0 | 0 | 0 | 0 | 0.91 | 0.622 | 27.123 | 0 | 28.655 | 164 | 36 | 42 | 0 | 242 | 0 | 0 | 0 | 0 | 0 | 1.243 | 61.177 | 182.835 | 0 | 245.255 | 37 | 92 | 250 | 0 | 379 | 0 | 0 | 0 | 0 | 0 | 5187.796 | 1710.807 | 1488.615 | 0 | 8387.218 | 825800 | 20249 | 5733 | 0 | 851782 | 0 | 0 | 0 | 0 | 0
2024 | 4 | CA | 14354 | PacifiCorp | Preliminary | DC | 5.876 | 5.238 | 2.964 | 0 | 14.078 | 765 | 70 | 21 | 0 | 856 | . | . | . | . | 0 | . | . | . | . | 0 | . | . | . | . | 0 | 0.789 | 0.03 | 0 | 0 | 0.819 | 66 | 1 | 0 | 0 | 67 | 0.976 | 0.01 | 0 | 0 | 0.986 | . | . | . | . | 0 | . | . | . | . | 0 | . | . | . | . | 0 | 0.001 | 0.005 | 0 | 0 | 0.006 | 1 | 2 | 0 | 0 | 3 | . | . | . | . | 0 | 0.011 | 0.066 | 0 | 0 | 0.077 | 2 | 1 | 0 | 0 | 3 | . | . | . | . | 0 | 5.888 | 5.309 | 2.964 | 0 | 14.161 | 768 | 73 | 21 | 0 | 862 | 0 | 0 | 0 | 0 | 0
2024 | 4 | CA | 14534 | City of Pasadena - (CA) | Preliminary | AC | 15.101 | 9.941 | . | . | 25.042 | 2615 | 105 | . | . | 2720 | . | . | . | . | 0 | . | . | . | . | 0 | 180 | 111 | . | . | 291 | . | . | . | . | 0 | . | . | . | . | 0 | . | . | . | . | 0 | . | . | . | . | 0 | . | . | . | . | 0 | . | . | . | . | 0 | . | . | . | . | 0 | . | . | . | . | 0 | . | . | . | . | 0 | . | . | . | . | 0 | . | . | . | . | 0 | . | . | . | . | 0 | 15.101 | 9.941 | NM | 0 | 25.042 | 2615 | 105 | 0 | 0 | 2720 | 180 | 111 | 0 | 0 | 291
2024 | 4 | CA | 16534 | Sacramento Municipal Util Dist | Preliminary | AC | 241.098 | 85.327 | 38.212 | 0 | 364.637 | 53221 | 1259 | 53 | 0 | 54533 | 0.671 | 0.348 | 0 | 0 | 1.019 | 560 | 43 | 0 | 0 | 603 | . | . | . | . | 0 | 11.153 | 0.063 | 0.5 | 0 | 11.716 | 1738 | 5 | 1 | 0 | 1744 | . | . | . | . | 0 | . | . | . | . | 0 | . | . | . | . | 0 | . | . | . | . | 0 | 0.002 | . | 0.005 | . | 0.007 | 1 | . | 1 | . | 2 | . | . | . | . | 0 | . | . | . | . | 0 | . | . | . | . | 0 | . | . | . | . | 0 | 241.771 | 85.675 | 38.217 | 0 | 365.663 | 53782 | 1302 | 54 | 0 | 55138 | 0 | 0 | 0 | 0 | 0
2024 | 4 | CA | 16609 | San Diego Gas & Electric Co | Preliminary | AC | 1741.237 | 304.544 | 103.743 | 0 | 2149.524 | 314624 | 5488 | 140 | 0 | 320252 | 23.26 | 7.213 | 3.825 | 0 | 34.298 | 612 | 86 | 6 | 0 | 704 | 3 | 5 | 0 | 0 | 8 | 68.518 | 16.047 | 5.476 | 0 | 90.041 | 10257 | 187 | 7 | 0 | 10451 | 0 | 0 | 0 | 0 | 0 | 0 | 0 | 0 | 0 | 0 | 0 | 0 | 0 | 0 | 0 | 0 | 0 | 0 | 0 | 0 | 0.122 | 0.007 | 1 | 0 | 1.129 | 37 | 3 | 1 | 0 | 41 | 0 | 0 | 0 | 0 | 0 | 0.022 | 14.177 | 15.308 | 0 | 29.507 | 2 | 52 | 21 | 0 | 75 | . | . | . | . | 0 | 1764.641 | 325.941 | 123.876 | 0 | 2214.458 | 315275 | 5629 | 168 | 0 | 321072 | 3 | 5 | 0 | 0 | 8
2024 | 4 | CA | 16655 | City of Santa Clara - (CA) | Preliminary | AC | 3.207 | 16.313 | . | . | 19.52 | 826 | 99 | . | . | 925 | . | . | . | . | 0 | . | . | . | . | 0 | . | . | . | . | 0 | . | . | . | . | 0 | . | . | . | . | 0 | . | . | . | . | 0 | . | . | . | . | 0 | . | . | . | . | 0 | . | . | . | . | 0 | . | . | . | . | 0 | . | . | . | . | 0 | . | . | . | . | 0 | . | . | . | . | 0 | . | . | . | . | 0 | . | . | . | . | 0 | 3.207 | 16.313 | NM | 0 | 19.52 | 826 | 99 | 0 | 0 | 925 | 0 | 0 | 0 | 0 | 0
2024 | 4 | CA | 17609 | Southern California Edison Co | Preliminary | AC | 4009.906 | 1029.055 | 288.846 | . | 5327.807 | 648512 | 9390 | 516 | . | 658418 | 8.337 | 47.251 | . | . | 55.588 | 103 | 1160 | . | . | 1263 | . | . | . | . | 0 | 376.921 | 64.131 | 5.857 | . | 446.909 | 57878 | 464 | 16 | . | 58358 | 910.797 | 151.963 | 18.142 | . | 1080.902 | . | . | . | . | 0 | . | . | . | . | 0 | . | . | . | . | 0 | 1.779 | 4.955 | 8.1 | . | 14.834 | 211 | 15 | 7 | . | 233 | . | . | . | . | 0 | 0.721 | 49.285 | 33.703 | . | 83.709 | 76 | 129 | 46 | . | 251 | . | . | . | . | 0 | 4020.743 | 1130.546 | 330.649 | 0 | 5481.938 | 648902 | 10694 | 569 | 0 | 660165 | 0 | 0 | 0 | 0 | 0
2024 | 4 | CA | 17612 | Bear Valley Electric Service | Preliminary | DC | 2.876 | 3.112 | . | . | 5.988 | 592 | 25 | . | . | 617 | . | . | . | . | 0 | . | . | . | . | 0 | . | . | . | . | 0 | . | . | . | . | 0 | . | . | . | . | 0 | . | . | . | . | 0 | . | . | . | . | 0 | . | . | . | . | 0 | . | . | . | . | 0 | 0.069 | 0.01 | . | . | 0.079 | 6 | 1 | . | . | 7 | . | . | . | . | 0 | . | . | . | . | 0 | . | . | . | . | 0 | . | . | . | . | 0 | 2.945 | 3.122 | NM | 0 | 6.067 | 598 | 26 | 0 | 0 | 624 | 0 | 0 | 0 | 0 | 0
2024 | 4 | CA | 18260 | Surprise Valley Electrification | Preliminary | AC | 0.134 | 0.013 | 0 | 0 | 0.147 | 14 | 2 | 0 | 0 | 16 | . | . | . | . | 0 | . | . | . | . | 0 | . | . | . | . | 0 | . | . | . | . | 0 | . | . | . | . | 0 | . | . | . | . | 0 | . | . | . | . | 0 | . | . | . | . | 0 | . | . | . | . | 0 | . | . | . | . | 0 | . | . | . | . | 0 | . | . | . | . | 0 | . | . | . | . | 0 | . | . | . | . | 0 | . | . | . | . | 0 | 0.134 | 0.013 | NM | 0 | 0.147 | 14 | 2 | 0 | 0 | 16 | 0 | 0 | 0 | 0 | 0
2024 | 4 | CA | 19281 | Turlock Irrigation District | Preliminary | AC | 26.677 | 12.931 | 19.055 | . | 58.663 | 4425 | 81 | 109 | . | 4615 | 0.063 | . | 3.634 | . | 3.697 | 3 | . | 10 | . | 13 | . | . | . | . | 0 | . | . | . | . | 0 | . | . | . | . | 0 | . | . | . | . | 0 | . | . | . | . | 0 | . | . | . | . | 0 | . | . | . | . | 0 | . | . | . | . | 0 | . | . | . | . | 0 | . | . | . | . | 0 | . | . | . | . | 0 | . | . | . | . | 0 | . | . | . | . | 0 | 26.74 | 12.931 | 22.689 | 0 | 62.36 | 4428 | 81 | 119 | 0 | 4628 | 0 | 0 | 0 | 0 | 0
2024 | 4 | CA | 99999 | Adjustment 2024 | Preliminary |  | 207.208 | 125.374 | 9.113 | 0 | 341.694 | . | . | . | . | . | . | . | . | . | 0 | . | . | . | . | . | . | . | . | . | . | -0.138 | -0.005 | 0 | 0 | -0.143 | . | . | . | . | . | . | . | . | . | . | . | . | . | . | 0 | . | . | . | . | . | . | . | . | . | . | . | . | . | . | . | . | . | . | . | . | . | . | . | . | . | . | . | . | . | . | . | . | . | . | . | . | . | . | . | . | 207.208 | 125.374 | 9.113 | 0 | 341.694 | . | . | . | . | . | . | . | . | . | .
2024 | 4 | CO | 3989 | City of Colorado Springs - (CO) | Preliminary | AC | 39.812 | 2.141 | . | . | 41.953 | 8725 | 553 | . | . | 9278 | 0.72 | 3.201 | . | . | 3.921 | 382 | 66 | . | . | 448 | . | . | . | . | 0 | 1.637 | 0.088 | . | . | 1.725 | 238 | 16 | . | . | 254 | 4.221 | 1.637 | . | . | 5.858 | . | . | . | . | 0 | . | . | . | . | 0 | . | . | . | . | 0 | . | 0.006 | . | . | 0.006 | . | 1 | . | . | 1 | . | . | . | . | 0 | . | . | . | . | 0 | . | . | . | . | 0 | . | . | . | . | 0 | 40.532 | 5.348 | NM | 0 | 45.88 | 9107 | 620 | 0 | 0 | 9727 | 0 | 0 | 0 | 0 | 0
2024 | 4 | CO | 6604 | City of Fort Collins - (CO) | Preliminary | DC | 22.679 | 2.264 | 3.779 | . | 28.722 | 3675 | 78 | 24 | . | 3777 | 0.761 | . | . | . | 0.761 | 327 | . | . | . | 327 | . | . | . | . | 0 | 1.182 | 0.122 | . | . | 1.304 | 164 | 2 | . | . | 166 | 2.933 | 0.372 | . | . | 3.305 | . | 0.015 | . | . | 0.015 | . | 1 | . | . | 1 | . | 0.041 | . | . | 0.041 | 0.001 | . | . | . | 0.001 | 1 | . | . | . | 1 | . | . | . | . | 0 | . | . | 1.976 | . | 1.976 | . | . | 6 | . | 6 | . | . | . | . | 0 | 23.441 | 2.264 | 5.755 | 0 | 31.46 | 4003 | 78 | 30 | 0 | 4111 | 0 | 0 | 0 | 0 | 0
2024 | 4 | CO | 9336 | CORE Electric Cooperative | Preliminary | AC | 54.057 | 0.968 | 0.431 | . | 55.456 | 9387 | 33 | 3 | . | 9423 | . | . | . | . | 0 | . | . | . | . | 0 | . | . | . | . | 0 | . | . | . | . | 0 | . | . | . | . | 0 | . | . | . | . | 0 | . | . | . | . | 0 | . | . | . | . | 0 | . | . | . | . | 0 | 0.042 | . | . | . | 0.042 | 15 | . | . | . | 15 | . | . | . | . | 0 | 0.011 | . | . | . | 0.011 | 2 | . | . | . | 2 | . | . | . | . | 0 | 54.11 | 0.968 | 0.431 | 0 | 55.509 | 9404 | 33 | 3 | 0 | 9440 | 0 | 0 | 0 | 0 | 0
2024 | 4 | CO | 10066 | K C Electric Association | Preliminary | DC | 0.203 | 0.232 | 0.034 | 0 | 0.469 | 22 | 14 | 2 | 0 | 38 | . | . | . | . | 0 | . | . | . | . | 0 | . | . | . | . | 0 | . | . | . | . | 0 | . | . | . | . | 0 | . | . | . | . | 0 | . | . | . | . | 0 | . | . | . | . | 0 | . | . | . | . | 0 | 0.01 | . | . | . | 0.01 | 1 | . | . | . | 1 | . | . | . | . | 0 | . | . | . | . | 0 | . | . | . | . | 0 | . | . | . | . | 0 | 0.213 | 0.232 | 0.034 | 0 | 0.479 | 23 | 14 | 2 | 0 | 39 | 0 | 0 | 0 | 0 | 0
2024 | 4 | CO | 12866 | Moon Lake Electric Assn Inc | Preliminary | AC | 0.026 | 0.1 | 0 | 0 | 0.126 | 4 | 5 | 0 | 0 | 9 | 0 | 0 | 0 | 0 | 0 | 0 | 0 | 0 | 0 | 0 | 0 | 0 | 0 | 0 | 0 | . | . | . | . | 0 | . | . | . | . | 0 | . | . | . | . | 0 | . | . | . | . | 0 | . | . | . | . | 0 | . | . | . | . | 0 | . | . | . | . | 0 | . | . | . | . | 0 | . | . | . | . | 0 | . | . | . | . | 0 | . | . | . | . | 0 | . | . | . | . | 0 | 0.026 | 0.1 | NM | 0 | 0.126 | 4 | 5 | 0 | 0 | 9 | 0 | 0 | 0 | 0 | 0
2024 | 4 | CO | 15257 | Poudre Valley REA, Inc | Preliminary | DC | 16.834 | 0.246 | 0.032 | . | 17.112 | 2071 | 12 | 2 | . | 2085 | 2.507 | . | . | . | 2.507 | 404 | . | . | . | 404 | . | . | . | . | 0 | . | . | . | . | 0 | . | . | . | . | 0 | . | . | . | . | 0 | . | . | . | . | 0 | . | . | . | . | 0 | . | . | . | . | 0 | . | . | . | . | 0 | . | . | . | . | 0 | . | . | . | . | 0 | . | . | . | . | 0 | . | . | . | . | 0 | . | . | . | . | 0 | 19.341 | 0.246 | 0.032 | 0 | 19.619 | 2475 | 12 | 2 | 0 | 2489 | 0 | 0 | 0 | 0 | 0
2024 | 4 | CO | 15466 | Public Service Co of Colorado | Preliminary | DC | 622.569 | 213.531 | 10.981 | . | 847.081 | 105970 | 3215 | 11 | . | 109196 | . | . | . | . | 0 | . | . | . | . | 0 | . | . | . | . | 0 | . | . | . | . | 0 | . | . | . | . | 0 | . | . | . | . | 0 | . | . | . | . | 0 | . | . | . | . | 0 | . | . | . | . | 0 | . | . | . | . | 0 | . | . | . | . | 0 | . | . | . | . | 0 | . | . | . | . | 0 | . | . | . | . | 0 | . | . | . | . | 0 | 622.569 | 213.531 | 10.981 | 0 | 847.081 | 105970 | 3215 | 11 | 0 | 109196 | 0 | 0 | 0 | 0 | 0
2024 | 4 | CO | 16603 | San Luis Valley R E C, Inc | Preliminary | AC | 1.726 | 0.844 | 1.739 | . | 4.309 | 246 | 41 | 72 | . | 359 | . | . | . | . | 0 | . | . | . | . | 0 | . | . | . | . | 0 | . | . | . | . | 0 | . | . | . | . | 0 | . | . | . | . | 0 | . | . | . | . | 0 | . | . | . | . | 0 | . | . | . | . | 0 | 0.003 | . | . | . | 0.003 | 2 | . | . | . | 2 | . | . | . | . | 0 | . | . | . | . | 0 | . | . | . | . | 0 | . | . | . | . | 0 | 1.729 | 0.844 | 1.739 | 0 | 4.312 | 248 | 41 | 72 | 0 | 361 | 0 | 0 | 0 | 0 | 0
2024 | 4 | CO | 19499 | United Power, Inc | Preliminary | AC | 70.133 | 2.662 | 0.046 | 0 | 72.841 | 11986 | 44 | 1 | 0 | 12031 | 0.015 | 0.003 | 0.003 | . | 0.021 | 24 | 3 | 1 | . | 28 | . | . | . | . | 0 | . | . | . | . | 0 | . | . | . | . | 0 | . | . | . | . | 0 | . | . | . | . | 0 | . | . | . | . | 0 | . | . | . | . | 0 | 0.022 | 0.012 | 0 | 0 | 0.034 | 8 | 2 | 0 | 0 | 10 | . | . | . | . | 0 | . | . | . | . | 0 | . | . | . | . | 0 | . | . | . | . | 0 | 70.17 | 2.677 | 0.049 | 0 | 72.896 | 12018 | 49 | 2 | 0 | 12069 | 0 | 0 | 0 | 0 | 0
2024 | 4 | CO | 27058 | High West Energy, Inc | Preliminary | AC | 0.02 | . | . | . | 0.02 | 10 | . | . | . | 10 | . | . | . | . | 0 | . | . | . | . | 0 | . | . | . | . | 0 | . | . | . | . | 0 | . | . | . | . | 0 | . | . | . | . | 0 | . | . | . | . | 0 | . | . | . | . | 0 | . | . | . | . | 0 | . | . | . | . | 0 | . | . | . | . | 0 | . | . | . | . | 0 | . | . | . | . | 0 | . | . | . | . | 0 | . | . | . | . | 0 | 0.02 | NM | NM | 0 | 0.02 | 10 | 0 | 0 | 0 | 10 | 0 | 0 | 0 | 0 | 0
2024 | 4 | CO | 56146 | Black Hills Colorado Electric, LLC | Preliminary | DC | 56.692 | 13.82 | 21 | . | 91.512 | 8308 | 249 | 3 | . | 8560 | 8.738 | 4.882 | . | . | 13.62 | 450 | 251 | . | . | 701 | . | . | . | . | 0 | . | . | . | . | 0 | . | . | . | . | 0 | . | . | . | . | 0 | . | . | . | . | 0 | . | . | . | . | 0 | . | . | . | . | 0 | 0.006 | . | 1.8 | . | 1.806 | 3 | . | 1 | . | 4 | . | . | . | . | 0 | . | . | . | . | 0 | . | . | . | . | 0 | . | . | . | . | 0 | 65.436 | 18.702 | 22.8 | 0 | 106.938 | 8761 | 500 | 4 | 0 | 9265 | 0 | 0 | 0 | 0 | 0
2024 | 4 | CO | 99999 | Adjustment 2024 | Preliminary |  | -17.689 | -25.261 | -4.936 | 0 | -47.886 | . | . | . | . | . | -2.094 | -0.852 | . | . | -2.945 | . | . | . | . | . | . | . | . | . | . | -0.206 | -0.021 | . | . | -0.227 | . | . | . | . | . | . | . | . | . | . | . | -0.003 | . | . | -0.003 | . | . | . | . | . | . | . | . | . | . | . | . | . | . | . | . | . | . | . | . | . | . | . | . | . | . | . | . | . | . | . | . | . | . | . | . | . | . | . | . | -19.782 | -26.113 | -4.936 | 0 | -50.831 | . | . | . | . | . | . | . | . | . | .
2024 | 4 | CT | 4176 | Connecticut Light & Power Co | Preliminary | AC | 568.008 | 207.789 | 29.644 | . | 805.441 | 74047 | 1906 | 92 | . | 76045 | . | 71.087 | . | . | 71.087 | . | 335 | . | . | 335 | . | . | . | . | 0 | . | . | . | . | 0 | . | . | . | . | 0 | . | . | . | . | 0 | . | . | . | . | 0 | . | . | . | . | 0 | . | . | . | . | 0 | 0.086 | 0.013 | . | . | 0.099 | 17 | 4 | . | . | 21 | . | . | . | . | 0 | 0.367 | 46.582 | 10.815 | . | 57.764 | 22 | 90 | 18 | . | 130 | . | . | . | . | 0 | 568.461 | 325.471 | 40.459 | 0 | 934.391 | 74086 | 2335 | 110 | 0 | 76531 | 0 | 0 | 0 | 0 | 0
2024 | 4 | CT | 7716 | Groton Dept of Utilities - (CT) | Preliminary | AC | 4.165 | 0.291 | 0 | 0 | 4.456 | 809 | 6 | 0 | 0 | 815 | 0 | 0 | 0 | 0 | 0 | 0 | 0 | 0 | 0 | 0 | 240.912 | 13.748 | 0 | 0 | 254.66 | 0 | 0 | 0 | 0 | 0 | 0 | 0 | 0 | 0 | 0 | 0 | 0 | 0 | 0 | 0 | 0 | 0 | 0 | 0 | 0 | 0 | 0 | 0 | 0 | 0 | 0 | 0 | 0 | 0 | 0 | 0 | 0 | 0 | 0 | 0 | 0 | 0 | 0 | 0 | 0 | 0 | 0 | 0 | 0 | 0 | 0 | 0 | 0 | 0 | 0 | 0 | 0 | 0 | 0 | 0 | 0 | 0 | 0 | 0 | 0 | 4.165 | 0.291 | NM | 0 | 4.456 | 809 | 6 | 0 | 0 | 815 | 240.912 | 13.748 | 0 | 0 | 254.66
2024 | 4 | CT | 19497 | United Illuminating Co | Preliminary | AC | 139.266 | 56.133 | 7.722 | . | 203.121 | 22081 | 416 | 48 | . | 22545 | . | 5.52 | . | . | 5.52 | . | 6 | . | . | 6 | 10253.336 | 3935.839 | 265.94 | . | 14455.115 | 0.023 | . | . | . | 0.023 | 1 | . | . | . | 1 | 0.015 | . | . | . | 0.015 | 0.013 | . | . | . | 0.013 | 4 | . | . | . | 4 | 0.053 | . | . | . | 0.053 | . | 0.03 | 0.1 | . | 0.13 | . | 1 | 1 | . | 2 | . | . | . | . | 0 | . | 27.855 | 4.21 | . | 32.065 | . | 31 | 3 | . | 34 | . | 1710.383 | 10.2 | . | 1720.583 | 139.266 | 89.538 | 12.032 | 0 | 240.836 | 22081 | 454 | 52 | 0 | 22587 | 10253.336 | 5646.222 | 276.14 | 0 | 16175.698
2024 | 4 | CT | 20038 | Town of Wallingford - (CT) | Preliminary | AC | 0.434 | 0.927 | . | . | 1.361 | 52 | 6 | . | . | 58 | . | . | . | . | 0 | . | . | . | . | 0 | 2.422 | 5.08 | . | . | 7.502 | . | . | . | . | 0 | . | . | . | . | 0 | . | . | . | . | 0 | . | . | . | . | 0 | . | . | . | . | 0 | . | . | . | . | 0 | . | . | . | . | 0 | . | . | . | . | 0 | . | . | . | . | 0 | . | . | . | . | 0 | . | . | . | . | 0 | . | . | . | . | 0 | 0.434 | 0.927 | NM | 0 | 1.361 | 52 | 6 | 0 | 0 | 58 | 2.422 | 5.08 | 0 | 0 | 7.502
2024 | 4 | CT | 99999 | Adjustment 2024 | Preliminary |  | 0.202 | 0.481 | . | . | 0.683 | . | . | . | . | . | . | . | . | . | . | . | . | . | . | . | . | . | . | . | . | . | . | . | . | . | . | . | . | . | . | . | . | . | . | . | . | . | . | . | . | . | . | . | . | . | . | . | . | . | . | . | . | . | . | . | . | . | . | . | . | . | . | . | . | . | . | . | . | . | . | . | . | . | . | . | . | . | . | . | . | 0.202 | 0.481 | . | . | 0.683 | . | . | . | . | . | . | . | . | . | .
2024 | 4 | DC | 15270 | Potomac Electric Power Co | Preliminary | AC | 98.049 | 56.328 | . | . | 154.377 | 15678 | 809 | . | . | 16487 | 2.688 | 0.497 | . | . | 3.185 | 8544 | 114 | . | . | 8658 | . | . | . | . | 0 | . | . | . | . | 0 | . | . | . | . | 0 | . | . | . | . | 0 | . | . | . | . | 0 | . | . | . | . | 0 | . | . | . | . | 0 | . | . | . | . | 0 | . | . | . | . | 0 | . | . | . | . | 0 | . | . | . | . | 0 | . | . | . | . | 0 | . | . | . | . | 0 | 100.737 | 56.825 | NM | 0 | 157.562 | 24222 | 923 | 0 | 0 | 25145 | 0 | 0 | 0 | 0 | 0
2024 | 4 | DC | 99999 | Adjustment 2024 | Preliminary |  | . | . | . | . | . | . | . | . | . | . | . | . | . | . | . | . | . | . | . | . | . | . | . | . | . | . | . | . | . | . | . | . | . | . | . | . | . | . | . | . | . | . | . | . | . | . | . | . | . | . | . | . | . | . | . | . | . | . | . | . | . | . | . | . | . | . | . | . | . | . | . | . | . | . | . | . | . | . | . | . | . | . | . | . | . | . | . | . | . | . | . | . | . | . | . | . | . | . | . | .
2024 | 4 | DE | 5027 | Delmarva Power | Preliminary | AC | 72.598 | 18.239 | 4.882 | 0 | 95.719 | 9142 | 305 | 9 | 0 | 9456 | 0.34 | 5.99 | 0 | 0 | 6.33 | 60 | 234 | 0 | 0 | 294 | . | . | . | . | 0 | . | . | . | . | 0 | . | . | . | . | 0 | . | . | . | . | 0 | . | . | . | . | 0 | . | . | . | . | 0 | . | . | . | . | 0 | 0.064 | 0.035 | 0 | 0 | 0.099 | 10 | 5 | 0 | 0 | 15 | . | . | . | . | 0 | 0 | 1.45 | 0 | 0 | 1.45 | 0 | 2 | 0 | 0 | 2 | . | . | . | . | 0 | 73.002 | 25.714 | 4.882 | 0 | 103.598 | 9212 | 546 | 9 | 0 | 9767 | 0 | 0 | 0 | 0 | 0
2024 | 4 | DE | 5070 | Delaware Electric Cooperative | Preliminary | DC | 24.802 | 7.62 | . | . | 32.422 | 2990 | 128 | . | . | 3118 | . | . | . | . | 0 | . | . | . | . | 0 | . | . | . | . | 0 | . | . | . | . | 0 | . | . | . | . | 0 | . | . | . | . | 0 | . | . | . | . | 0 | . | . | . | . | 0 | . | . | . | . | 0 | 0.018 | 0.005 | . | . | 0.023 | 7 | 1 | . | . | 8 | . | . | . | . | 0 | . | . | . | . | 0 | . | . | . | . | 0 | . | . | . | . | 0 | 24.82 | 7.625 | NM | 0 | 32.445 | 2997 | 129 | 0 | 0 | 3126 | 0 | 0 | 0 | 0 | 0
2024 | 4 | DE | 5335 | City of Dover - (DE) | Preliminary | AC | 3.984 | 1.862 | 0 | 0 | 5.846 | 522 | 30 | 0 | 0 | 552 | . | . | . | . | 0 | . | . | . | . | 0 | . | . | . | . | 0 | . | . | . | . | 0 | . | . | . | . | 0 | . | . | . | . | 0 | . | . | . | . | 0 | . | . | . | . | 0 | . | . | . | . | 0 | . | . | . | . | 0 | . | . | . | . | 0 | . | . | . | . | 0 | . | . | . | . | 0 | . | . | . | . | 0 | . | . | . | . | 0 | 3.984 | 1.862 | NM | 0 | 5.846 | 522 | 30 | 0 | 0 | 552 | 0 | 0 | 0 | 0 | 0
2024 | 4 | DE | 13519 | City of Newark - (DE) | Preliminary | AC | 1.578 | 0.261 | 1.458 | 0 | 3.297 | 190 | 13 | 5 | 0 | 208 | . | . | . | . | 0 | . | . | . | . | 0 | . | . | . | . | 0 | . | . | . | . | 0 | . | . | . | . | 0 | . | . | . | . | 0 | . | . | . | . | 0 | . | . | . | . | 0 | . | . | . | . | 0 | . | . | . | . | 0 | . | . | . | . | 0 | . | . | . | . | 0 | . | 0.5 | . | . | 0.5 | . | 1 | . | . | 1 | . | . | . | . | 0 | 1.578 | 0.761 | 1.458 | 0 | 3.797 | 190 | 14 | 5 | 0 | 209 | 0 | 0 | 0 | 0 | 0
2024 | 4 | DE | 99999 | Adjustment 2024 | Preliminary |  | 1.533 | -0.12 | NM | . | 5.512 | . | . | . | . | . | . | . | . | . | 0 | . | . | . | . | . | . | . | . | . | . | . | . | . | . | 0 | . | . | . | . | . | . | . | . | . | . | . | . | . | . | 0 | . | . | . | . | . | . | . | . | . | . | . | . | . | . | . | . | . | . | . | . | . | . | . | . | . | . | . | . | . | . | . | . | . | . | . | . | . | . | . | . | 1.533 | -0.12 | NM | . | 5.512 | . | . | . | . | . | . | . | . | . | .
2024 | 4 | FL | 6452 | Florida Power & Light Co | Preliminary | AC | 907.833 | 66.974 | 32.456 | . | 1007.263 | 98998 | 885 | 718 | . | 100601 | . | . | . | . | 0 | . | . | . | . | 0 | 63797.565 | 2660.515 | 550.566 | . | 67008.646 | . | . | . | . | 0 | . | . | . | . | 0 | . | . | . | . | 0 | . | . | . | . | 0 | . | . | . | . | 0 | . | . | . | . | 0 | 0.019 | 0.019 | 0.042 | . | 0.08 | 6 | 8 | 4 | . | 18 | 0.294 | 0.177 | 0 | . | 0.471 | . | . | 5.949 | . | 5.949 | . | . | 4 | . | 4 | . | . | . | . | 0 | 907.852 | 66.993 | 38.447 | 0 | 1013.292 | 99004 | 893 | 726 | 0 | 100623 | 63797.859 | 2660.692 | 550.566 | 0 | 67009.117
2024 | 4 | FL | 6455 | Duke Energy Florida, LLC | Preliminary | AC | 765.708 | 50.108 | 11.608 | . | 827.424 | 87294 | 851 | 29 | . | 88174 | . | . | . | . | 0 | . | . | . | . | 0 | . | . | . | . | 0 | . | . | . | . | 0 | . | . | . | . | 0 | . | . | . | . | 0 | . | . | . | . | 0 | . | . | . | . | 0 | . | . | . | . | 0 | 0.002 | 0.001 | 0 | . | 0.003 | 1 | 1 | 0 | . | 2 | . | . | . | . | 0 | . | 0.2 | 0.2 | . | 0.4 | . | 1 | 1 | . | 2 | . | . | . | . | 0 | 765.71 | 50.309 | 11.808 | 0 | 827.827 | 87295 | 853 | 30 | 0 | 88178 | 0 | 0 | 0 | 0 | 0
2024 | 4 | FL | 6457 | Florida Public Utilities Co | Preliminary | AC | 2.642 | 1.307 | 0 | 0 | 3.949 | 566 | 10 | 0 | 0 | 576 | 0 | 0 | 0 | 0 | 0 | 0 | 0 | 0 | 0 | 0 | 0 | 0 | 0 | 0 | 0 | 0 | 0 | 0 | 0 | 0 | 0 | 0 | 0 | 0 | 0 | 0 | 0 | 0 | 0 | 0 | 0 | 0 | 0 | 0 | 0 | 0 | 0 | 0 | 0 | 0 | 0 | 0 | 0 | 0 | 0 | 0 | 0 | 0 | 0 | 0 | 0 | 0 | 0 | 0 | 0 | 0 | 0 | 0 | 0 | 0 | 0 | 0 | 0 | 0 | 0 | 0 | 0 | 0 | 0 | 0 | 0 | 0 | 0 | 0 | 0 | 2.642 | 1.307 | NM | 0 | 3.949 | 566 | 10 | 0 | 0 | 576 | 0 | 0 | 0 | 0 | 0
2024 | 4 | FL | 9617 | JEA | Preliminary | DC | 50.048 | 9.555 | . | . | 59.603 | 5737 | 119 | . | . | 5856 | . | . | . | . | 0 | . | . | . | . | 0 | 50.048 | 9.555 | . | . | 59.603 | . | . | . | . | 0 | . | . | . | . | 0 | . | . | . | . | 0 | . | . | . | . | 0 | . | . | . | . | 0 | . | . | . | . | 0 | . | . | . | . | 0 | . | . | . | . | 0 | . | . | . | . | 0 | . | . | . | . | 0 | . | . | . | . | 0 | . | . | . | . | 0 | 50.048 | 9.555 | NM | 0 | 59.603 | 5737 | 119 | 0 | 0 | 5856 | 50.048 | 9.555 | 0 | 0 | 59.603
2024 | 4 | FL | 18454 | Tampa Electric Co | Preliminary | DC | 369.103 | 30.284 | 0.74 | . | 400.127 | 26254 | 277 | 3 | . | 26534 | 30.8 | 1 | . | . | 31.8 | 742 | 46 | . | . | 788 | 21719.86 | 1030.975 | 48.024 | . | 22798.859 | 11.788 | 0.029 | . | . | 11.817 | 1228 | 1 | . | . | 1229 | . | . | . | . | 0 | . | . | . | . | 0 | . | . | . | . | 0 | . | . | . | . | 0 | . | . | . | . | 0 | . | . | . | . | 0 | . | . | . | . | 0 | . | 0.05 | . | . | 0.05 | . | 1 | . | . | 1 | . | . | . | . | 0 | 399.903 | 31.334 | 0.74 | 0 | 431.977 | 26996 | 324 | 3 | 0 | 27323 | 21719.86 | 1030.975 | 48.024 | 0 | 22798.859
2024 | 4 | FL | 99999 | Adjustment 2024 | Preliminary |  | 284.042 | 30.875 | 0.486 | . | 315.403 | . | . | . | . | . | -5.372 | -0.174 | . | . | -5.546 | . | . | . | . | . | . | . | . | . | . | -2.056 | -0.005 | . | . | -2.061 | . | . | . | . | . | . | . | . | . | . | . | . | . | . | 0 | . | . | . | . | . | . | . | . | . | . | . | . | . | . | . | . | . | . | . | . | . | . | . | . | . | . | . | . | . | . | . | . | . | . | . | . | . | . | . | . | 278.671 | 30.701 | 0.486 | . | 309.857 | . | . | . | . | . | . | . | . | . | .
2024 | 4 | GA | 3916 | Cobb Electric Membership Corp | Preliminary | AC | 3.771 | 3.541 | . | . | 7.312 | 581 | 43 | . | . | 624 | . | . | . | . | 0 | . | . | . | . | 0 | 59.394 | 12.991 | . | . | 72.385 | . | 1 | . | . | 1 | . | 1 | . | . | 1 | . | 4 | . | . | 4 | . | . | . | . | 0 | . | . | . | . | 0 | . | . | . | . | 0 | . | . | . | . | 0 | . | . | . | . | 0 | . | . | . | . | 0 | . | . | . | . | 0 | . | . | . | . | 0 | . | . | . | . | 0 | 3.771 | 3.541 | NM | 0 | 7.312 | 581 | 43 | 0 | 0 | 624 | 59.394 | 12.991 | 0 | 0 | 72.385
2024 | 4 | GA | 7140 | Georgia Power Co | Preliminary | AC | 66.791 | 21.642 | 3.403 | . | 91.836 | 10207 | 454 | 36 | . | 10697 | . | . | . | . | 0 | . | . | . | . | 0 | . | . | . | . | 0 | . | . | . | . | 0 | . | . | . | . | 0 | . | . | . | . | 0 | . | . | . | . | 0 | . | . | . | . | 0 | . | . | . | . | 0 | . | . | . | . | 0 | . | . | . | . | 0 | . | . | . | . | 0 | . | . | . | . | 0 | . | . | . | . | 0 | . | . | . | . | 0 | 66.791 | 21.642 | 3.403 | 0 | 91.836 | 10207 | 454 | 36 | 0 | 10697 | 0 | 0 | 0 | 0 | 0
2024 | 4 | GA | 9601 | Jackson Electric Member Corp - (GA) | Preliminary | DC | 8.219 | 5.211 | . | . | 13.43 | 1032 | 31 | . | . | 1063 | . | . | . | . | 0 | . | . | . | . | 0 | 507.035 | 151.972 | . | . | 659.007 | . | . | . | . | 0 | . | . | . | . | 0 | . | . | . | . | 0 | . | . | . | . | 0 | . | . | . | . | 0 | . | . | . | . | 0 | . | . | . | . | 0 | . | . | . | . | 0 | . | . | . | . | 0 | . | . | . | . | 0 | . | . | . | . | 0 | . | . | . | . | 0 | 8.219 | 5.211 | NM | 0 | 13.43 | 1032 | 31 | 0 | 0 | 1063 | 507.035 | 151.972 | 0 | 0 | 659.007
2024 | 4 | GA | 99999 | Adjustment 2024 | Preliminary |  | 42.411 | 8.086 | 2.931 | . | 53.428 | . | . | . | . | . | . | . | . | . | 0 | . | . | . | . | . | . | . | . | . | . | . | . | . | . | 0 | . | . | . | . | . | . | . | . | . | . | . | . | . | . | 0 | . | . | . | . | . | . | . | . | . | . | . | . | . | . | . | . | . | . | . | . | . | . | . | . | . | . | . | . | . | . | . | . | . | . | . | . | . | . | . | . | 42.411 | 8.086 | 2.931 | . | 53.428 | . | . | . | . | . | . | . | . | . | .
2024 | 4 | HI | 8287 | Hawaii Electric Light Co Inc | Preliminary | AC | 78.19 | 22.129 | 1.431 | . | 101.75 | 13847 | 756 | 31 | . | 14634 | . | . | . | . | 0 | . | . | . | . | 0 | . | . | . | . | 0 | 16.326 | 1.231 | 0.003 | . | 17.56 | 2189 | 35 | 1 | . | 2225 | 38.199 | 2.007 | 0 | . | 40.206 | . | . | . | . | 0 | . | . | . | . | 0 | . | . | . | . | 0 | 0.05 | . | 0.167 | . | 0.217 | 15 | . | 3 | . | 18 | . | . | . | . | 0 | . | . | 0.049 | . | 0.049 | . | . | 1 | . | 1 | . | . | . | . | 0 | 78.24 | 22.129 | 1.647 | 0 | 102.016 | 13862 | 756 | 35 | 0 | 14653 | 0 | 0 | 0 | 0 | 0
2024 | 4 | HI | 10071 | Kauai Island Utility Cooperative | Preliminary | AC | 25.59 | 10.954 | 0 | 0 | 36.544 | 5739 | 417 | 0 | 0 | 6156 | 0 | 0 | 0 | 0 | 0 | 0 | 0 | 0 | 0 | 0 | 1677.955 | 440.272 | 0 | 0 | 2118.227 | 13.474 | 1.749 | 0 | 0 | 15.223 | 1873 | 41 | 0 | 0 | 1914 | 34.79 | 4.411 | 0 | 0 | 39.201 | . | . | . | . | 0 | . | . | . | . | 0 | . | . | . | . | 0 | 0.01 | 0.001 | 0 | 0 | 0.011 | 6 | 1 | 0 | 0 | 7 | 0.325 | 0 | 0 | 0 | 0.325 | 0 | 0 | 0 | 0 | 0 | 0 | 0 | 0 | 0 | 0 | 0 | 0 | 0 | 0 | 0 | 25.6 | 10.955 | NM | 0 | 36.555 | 5745 | 418 | 0 | 0 | 6163 | 1678.28 | 440.272 | 0 | 0 | 2118.552
2024 | 4 | HI | 11843 | Maui Electric Co Ltd | Preliminary | AC | 82.104 | 31.132 | . | . | 113.236 | 13420 | 1069 | . | . | 14489 | . | . | . | . | 0 | . | . | . | . | 0 | . | . | . | . | 0 | 15.103 | 1.435 | . | . | 16.538 | 1706 | 44 | . | . | 1750 | 39.696 | 3.746 | . | . | 43.442 | . | . | . | . | 0 | . | . | . | . | 0 | . | . | . | . | 0 | 0.021 | 0.057 | . | . | 0.078 | 7 | 5 | . | . | 12 | . | . | . | . | 0 | . | . | . | . | 0 | . | . | . | . | 0 | . | . | . | . | 0 | 82.125 | 31.189 | NM | 0 | 113.314 | 13427 | 1074 | 0 | 0 | 14501 | 0 | 0 | 0 | 0 | 0
2024 | 4 | HI | 19547 | Hawaiian Electric Co Inc | Preliminary | AC | 324.482 | 66.747 | . | . | 391.229 | 62647 | 1800 | . | . | 64447 | . | . | . | . | 0 | . | . | . | . | 0 | . | . | . | . | 0 | 84.183 | 0.781 | . | . | 84.964 | 10730 | 34 | . | . | 10764 | 222.161 | 2.64 | . | . | 224.801 | . | . | . | . | 0 | . | . | . | . | 0 | . | . | . | . | 0 | 0.001 | 0.024 | . | . | 0.025 | 1 | 3 | . | . | 4 | . | . | . | . | 0 | . | . | . | . | 0 | . | . | . | . | 0 | . | . | . | . | 0 | 324.483 | 66.771 | NM | 0 | 391.254 | 62648 | 1803 | 0 | 0 | 64451 | 0 | 0 | 0 | 0 | 0
2024 | 4 | HI | 99999 | Adjustment 2024 | Preliminary |  | . | . | . | . | . | . | . | . | . | . | . | . | . | . | . | . | . | . | . | . | . | . | . | . | . | . | . | . | . | . | . | . | . | . | . | . | . | . | . | . | . | . | . | . | . | . | . | . | . | . | . | . | . | . | . | . | . | . | . | . | . | . | . | . | . | . | . | . | . | . | . | . | . | . | . | . | . | . | . | . | . | . | . | . | . | . | . | . | . | . | . | . | . | . | . | . | . | . | . | .
2024 | 4 | IA | 9417 | Interstate Power and Light Co | Preliminary | AC | 73.825 | 101.262 | 1.693 | . | 176.78 | 8952 | 2895 | 14 | . | 11861 | . | . | . | . | 0 | . | . | . | . | 0 | . | . | . | . | 0 | . | . | . | . | 0 | . | . | . | . | 0 | . | . | . | . | 0 | . | . | . | . | 0 | . | . | . | . | 0 | . | . | . | . | 0 | 0.304 | 3.907 | 0.01 | . | 4.221 | 41 | 61 | 1 | . | 103 | . | . | . | . | 0 | . | 0.4 | . | . | 0.4 | . | 1 | . | . | 1 | . | . | . | . | 0 | 74.129 | 105.569 | 1.703 | 0 | 181.401 | 8993 | 2957 | 15 | 0 | 11965 | 0 | 0 | 0 | 0 | 0
2024 | 4 | IA | 12341 | MidAmerican Energy Co | Preliminary | AC | 34.132 | 24.175 | 7.127 | . | 65.434 | 4146 | 525 | 27 | . | 4698 | . | . | . | . | 0 | . | . | . | . | 0 | 2301.853 | 845.49 | 98.016 | . | 3245.359 | . | . | . | . | 0 | . | . | . | . | 0 | . | . | . | . | 0 | . | . | . | . | 0 | . | . | . | . | 0 | . | . | . | . | 0 | 0.433 | 0.75 | 0.114 | . | 1.297 | 43 | 18 | 2 | . | 63 | 12.62 | 5.444 | 0 | . | 18.064 | . | . | 2 | . | 2 | . | . | 1 | . | 1 | . | . | 0 | . | 0 | 34.565 | 24.925 | 9.241 | 0 | 68.731 | 4189 | 543 | 30 | 0 | 4762 | 2314.473 | 850.934 | 98.016 | 0 | 3263.423
2024 | 4 | IA | 99999 | Adjustment 2024 | Preliminary |  | 24.417 | 14.223 | 0.064 | . | 38.704 | . | . | . | . | . | . | . | . | . | . | . | . | . | . | . | . | . | . | . | . | . | . | . | . | . | . | . | . | . | . | . | . | . | . | . | . | . | . | . | . | . | . | . | . | . | . | . | . | . | . | . | . | . | . | . | . | . | . | . | . | . | . | . | . | . | . | . | . | . | . | . | . | . | . | . | . | . | . | . | . | 24.417 | 14.223 | 0.064 | . | 38.704 | . | . | . | . | . | . | . | . | . | .
2024 | 4 | ID | 9187 | City of Idaho Falls - (ID) | Preliminary | AC | 1.163 | 0.09 | 0 | 0 | 1.253 | 159 | 5 | 0 | 0 | 164 | 0 | 0 | 0 | 0 | 0 | 0 | 0 | 0 | 0 | 0 | 5.031 | 0 | 0 | 0 | 5.031 | 0 | 0 | 0 | 0 | 0 | 0 | 0 | 0 | 0 | 0 | 0 | 0 | 0 | 0 | 0 | 0 | 0 | 0 | 0 | 0 | 0 | 0 | 0 | 0 | 0 | 0 | 0 | 0 | 0 | 0 | 0 | 0 | 0 | 0 | 0 | 0 | 0 | 0 | 0 | 0 | 0 | 0 | 0 | 0 | 0 | 0 | 0 | 0 | 0 | 0 | 0 | 0 | 0 | 0 | 0 | 0 | 0 | 0 | 0 | 0 | 1.163 | 0.09 | NM | 0 | 1.253 | 159 | 5 | 0 | 0 | 164 | 5.031 | 0 | 0 | 0 | 5.031
2024 | 4 | ID | 9191 | Idaho Power Co | Preliminary | DC | 131.363 | 8.475 | 20.805 | 0 | 160.643 | 17210 | 303 | 225 | 0 | 17738 | . | . | . | . | 0 | . | . | . | . | 0 | . | . | . | . | 0 | . | . | . | . | 0 | . | . | . | . | 0 | . | . | . | . | 0 | . | . | . | . | 0 | . | . | . | . | 0 | . | . | . | . | 0 | 0.103 | . | . | . | 0.103 | 23 | . | . | . | 23 | . | . | . | . | 0 | 0.076 | 0.085 | . | . | 0.161 | 7 | 4 | . | . | 11 | . | . | . | . | 0 | 131.542 | 8.56 | 20.805 | 0 | 160.907 | 17240 | 307 | 225 | 0 | 17772 | 0 | 0 | 0 | 0 | 0
2024 | 4 | ID | 10454 | Kootenai Electric Cooperative | Preliminary | DC | 1.443 | . | . | . | 1.443 | 195 | . | . | . | 195 | 0.052 | . | . | . | 0.052 | 55 | . | . | . | 55 | . | . | . | . | 0 | . | . | . | . | 0 | . | . | . | . | 0 | . | . | . | . | 0 | . | . | . | . | 0 | . | . | . | . | 0 | . | . | . | . | 0 | 0.018 | . | . | . | 0.018 | 5 | . | . | . | 5 | . | . | . | . | 0 | . | . | . | . | 0 | . | . | . | . | 0 | . | . | . | . | 0 | 1.513 | NM | NM | 0 | 1.513 | 255 | 0 | 0 | 0 | 255 | 0 | 0 | 0 | 0 | 0
2024 | 4 | ID | 11273 | Lower Valley Energy Inc | Preliminary | AC | 0.022 | . | . | . | 0.022 | 2 | . | . | . | 2 | . | . | . | . | 0 | . | . | . | . | 0 | . | . | . | . | 0 | . | . | . | . | 0 | . | . | . | . | 0 | . | . | . | . | 0 | . | . | . | . | 0 | . | . | . | . | 0 | . | . | . | . | 0 | 0.002 | . | . | . | 0.002 | 1 | . | . | . | 1 | . | . | . | . | 0 | . | . | . | . | 0 | . | . | . | . | 0 | . | . | . | . | 0 | 0.024 | NM | NM | 0 | 0.024 | 3 | 0 | 0 | 0 | 3 | 0 | 0 | 0 | 0 | 0
2024 | 4 | ID | 14354 | PacifiCorp | Preliminary | DC | 22.064 | 1.273 | 0.687 | 0 | 24.024 | 2640 | 65 | 11 | 0 | 2716 | . | . | . | . | 0 | . | . | . | . | 0 | . | . | . | . | 0 | 3.18 | 0.031 | 0 | 0 | 3.211 | 338 | 2 | 0 | 0 | 340 | 4.206 | 0.062 | 0 | 0 | 4.268 | . | . | . | . | 0 | . | . | . | . | 0 | . | . | . | . | 0 | 0.222 | 0.057 | 0 | 0 | 0.279 | 65 | 8 | 0 | 0 | 73 | . | . | . | . | 0 | 0.008 | 0 | 0 | 0 | 0.008 | 2 | 0 | 0 | 0 | 2 | . | . | . | . | 0 | 22.294 | 1.33 | 0.687 | 0 | 24.311 | 2707 | 73 | 11 | 0 | 2791 | 0 | 0 | 0 | 0 | 0
2024 | 4 | ID | 20169 | Avista Corp | Preliminary | AC | 3.691 | 0.629 | . | . | 4.32 | 574 | 30 | . | . | 604 | . | . | . | . | 0 | . | . | . | . | 0 | . | . | . | . | 0 | . | . | . | . | 0 | . | . | . | . | 0 | . | . | . | . | 0 | . | . | . | . | 0 | . | . | . | . | 0 | . | . | . | . | 0 | 0.013 | 0.002 | . | . | 0.015 | 5 | 1 | . | . | 6 | . | . | . | . | 0 | 0.014 | 0.065 | . | . | 0.079 | 3 | 1 | . | . | 4 | . | . | . | . | 0 | 3.718 | 0.696 | NM | 0 | 4.414 | 582 | 32 | 0 | 0 | 614 | 0 | 0 | 0 | 0 | 0
2024 | 4 | ID | 99999 | Adjustment 2024 | Preliminary |  | -24.954 | -1.32 | -3.748 | 0 | -30.023 | . | . | . | . | . | -0.009 | . | . | . | -0.009 | . | . | . | . | . | . | . | . | . | . | -0.555 | -0.005 | 0 | 0 | -0.56 | . | . | . | . | . | . | . | . | . | . | . | . | . | . | 0 | . | . | . | . | . | . | . | . | . | . | . | . | . | . | . | . | . | . | . | . | . | . | . | . | . | . | . | . | . | . | . | . | . | . | . | . | . | . | . | . | -24.963 | -1.32 | -3.748 | 0 | -30.032 | . | . | . | . | . | . | . | . | . | .
2024 | 4 | IL | 4110 | Commonwealth Edison Co | Preliminary | AC | 395.7 | 219.31 | . | . | 615.01 | 54868 | 1317 | . | . | 56185 | 89.91 | 83.93 | . | . | 173.84 | 19742 | 4314 | . | . | 24056 | . | . | . | . | 0 | . | . | . | . | 0 | . | . | . | . | 0 | . | . | . | . | 0 | . | . | . | . | 0 | . | . | . | . | 0 | . | . | . | . | 0 | 0.18 | 2.42 | . | . | 2.6 | 32 | 12 | . | . | 44 | . | . | . | . | 0 | . | 0.38 | . | . | 0.38 | . | 1 | . | . | 1 | . | . | . | . | 0 | 485.79 | 306.04 | NM | 0 | 791.83 | 74642 | 5644 | 0 | 0 | 80286 | 0 | 0 | 0 | 0 | 0
2024 | 4 | IL | 12341 | MidAmerican Energy Co | Preliminary | AC | 3.704 | 5.267 | 2.18 | . | 11.151 | 440 | 86 | 4 | . | 530 | . | . | . | . | 0 | . | . | . | . | 0 | 86.75 | 61.962 | . | . | 148.712 | . | . | . | . | 0 | . | . | . | . | 0 | . | . | . | . | 0 | . | . | . | . | 0 | . | . | . | . | 0 | . | . | . | . | 0 | 0.002 | 0.62 | . | . | 0.622 | 1 | 2 | . | . | 3 | . | . | . | . | 0 | . | . | . | . | 0 | . | . | . | . | 0 | . | . | . | . | 0 | 3.706 | 5.887 | 2.18 | 0 | 11.773 | 441 | 88 | 4 | 0 | 533 | 86.75 | 61.962 | 0 | 0 | 148.712
2024 | 4 | IL | 13032 | Mt Carmel Public Utility Co | Preliminary | AC | 0.493 | 0.171 | . | . | 0.664 | 44 | 8 | . | . | 52 | . | . | . | . | 0 | . | . | . | . | 0 | 45.275 | 11.094 | . | . | 56.369 | . | . | . | . | 0 | . | . | . | . | 0 | . | . | . | . | 0 | . | . | . | . | 0 | . | . | . | . | 0 | . | . | . | . | 0 | . | . | . | . | 0 | . | . | . | . | 0 | . | . | . | . | 0 | . | . | . | . | 0 | . | . | . | . | 0 | . | . | . | . | 0 | 0.493 | 0.171 | NM | 0 | 0.664 | 44 | 8 | 0 | 0 | 52 | 45.275 | 11.094 | 0 | 0 | 56.369
2024 | 4 | IL | 56697 | Ameren Illinois Company | Preliminary | DC | 196.314 | 164.859 | . | . | 361.173 | 20013 | 2150 | . | . | 22163 | 39.2 | 65.268 | . | . | 104.468 | 7399 | 1809 | . | . | 9208 | . | . | . | . | 0 | . | . | . | . | 0 | . | . | . | . | 0 | . | . | . | . | 0 | . | . | . | . | 0 | . | . | . | . | 0 | . | . | . | . | 0 | 0.353 | 0.126 | . | . | 0.479 | 73 | 20 | . | . | 93 | . | . | . | . | 0 | . | . | . | . | 0 | . | . | . | . | 0 | . | . | . | . | 0 | 235.867 | 230.253 | NM | 0 | 466.12 | 27485 | 3979 | 0 | 0 | 31464 | 0 | 0 | 0 | 0 | 0
2024 | 4 | IL | 99999 | Adjustment 2024 | Preliminary |  | 18.402 | -12.908 | 0.806 | . | 6.299 | . | . | . | . | . | -6.836 | -11.383 | . | . | -18.219 | . | . | . | . | . | . | . | . | . | . | . | . | . | . | 0 | . | . | . | . | . | . | . | . | . | . | . | . | . | . | 0 | . | . | . | . | . | . | . | . | . | . | . | . | . | . | . | . | . | . | . | . | . | . | . | . | . | . | . | . | . | . | . | . | . | . | . | . | . | . | . | . | 11.565 | -24.291 | 0.806 | . | -11.92 | . | . | . | . | . | . | . | . | . | .
2024 | 4 | IN | 9273 | Indianapolis Power & Light Co | Preliminary | AC | 7.429 | 5.219 | . | . | 12.648 | 1019 | 89 | . | . | 1108 | . | . | . | . | 0 | . | . | . | . | 0 | . | . | . | . | 0 | . | . | . | . | 0 | . | . | . | . | 0 | . | . | . | . | 0 | . | . | . | . | 0 | . | . | . | . | 0 | . | . | . | . | 0 | . | 0.05 | . | . | 0.05 | . | 1 | . | . | 1 | . | . | . | . | 0 | . | . | . | . | 0 | . | . | . | . | 0 | . | . | . | . | 0 | 7.429 | 5.269 | NM | 0 | 12.698 | 1019 | 90 | 0 | 0 | 1109 | 0 | 0 | 0 | 0 | 0
2024 | 4 | IN | 9324 | Indiana Michigan Power Co | Preliminary | AC | 13.486 | 17.862 | 5.096 | . | 36.444 | 1530 | 229 | 21 | . | 1780 | . | . | . | . | 0 | . | . | . | . | 0 | 1031.459 | 1149.58 | 277.066 | . | 2458.105 | 1.532 | . | 0.05 | . | 1.582 | 320 | . | 1 | . | 321 | 3.743 | . | 0.038 | . | 3.781 | . | . | . | . | 0 | . | . | . | . | 0 | . | . | . | . | 0 | 0.095 | 0.025 | 0.01 | . | 0.13 | 23 | 6 | 1 | . | 30 | 1.859 | 0 | 0 | . | 1.859 | . | 0.24 | . | . | 0.24 | . | 1 | . | . | 1 | . | 0 | . | . | 0 | 13.581 | 18.127 | 5.106 | 0 | 36.814 | 1553 | 236 | 22 | 0 | 1811 | 1033.318 | 1149.58 | 277.066 | 0 | 2459.964
2024 | 4 | IN | 13756 | Northern Indiana Pub Serv Co | Preliminary | AC | 12.381 | 46.103 | . | . | 58.484 | 1342 | 181 | . | . | 1523 | . | . | . | . | 0 | . | . | . | . | 0 | 856.602 | 3205.442 | . | . | 4062.044 | . | . | . | . | 0 | . | . | . | . | 0 | . | . | . | . | 0 | . | . | . | . | 0 | . | . | . | . | 0 | . | . | . | . | 0 | 0.095 | 1.822 | . | . | 1.917 | 21 | 7 | . | . | 28 | 1.301 | 152 | . | . | 153.301 | . | . | . | . | 0 | . | . | . | . | 0 | . | . | . | . | 0 | 12.476 | 47.925 | NM | 0 | 60.401 | 1363 | 188 | 0 | 0 | 1551 | 857.903 | 3357.442 | 0 | 0 | 4215.345
2024 | 4 | IN | 15470 | Duke Energy Indiana, LLC | Preliminary | AC | 31 | 52.234 | 4.299 | . | 87.533 | 3855 | 458 | 9 | . | 4322 | . | . | . | . | 0 | . | . | . | . | 0 | . | . | . | . | 0 | . | . | . | . | 0 | . | . | . | . | 0 | . | . | . | . | 0 | . | . | . | . | 0 | . | . | . | . | 0 | . | . | . | . | 0 | 0.061 | 2.13 | 0 | 0 | 2.191 | 22 | 10 | 0 | . | 32 | . | . | . | . | 0 | . | . | . | . | 0 | . | . | . | . | 0 | . | . | . | . | 0 | 31.061 | 54.364 | 4.299 | 0 | 89.724 | 3877 | 468 | 9 | 0 | 4354 | 0 | 0 | 0 | 0 | 0
2024 | 4 | IN | 17633 | Southern Indiana Gas & Elec Co | Preliminary | AC | 8.916 | 11.101 | . | . | 20.017 | 838 | 126 | . | . | 964 | . | . | . | . | 0 | . | . | . | . | 0 | . | . | . | . | 0 | . | . | . | . | 0 | . | . | . | . | 0 | . | . | . | . | 0 | . | . | . | . | 0 | . | . | . | . | 0 | . | . | . | . | 0 | 0.002 | 0.002 | . | . | 0.004 | 1 | 1 | . | . | 2 | . | . | . | . | 0 | . | . | . | . | 0 | . | . | . | . | 0 | . | . | . | . | 0 | 8.918 | 11.103 | NM | 0 | 20.021 | 839 | 127 | 0 | 0 | 966 | 0 | 0 | 0 | 0 | 0
2024 | 4 | IN | 99999 | Adjustment 2024 | Preliminary |  | 25.296 | 1.739 | 2.108 | . | 29.143 | . | . | . | . | . | . | . | . | . | . | . | . | . | . | . | . | . | . | . | . | . | . | . | . | . | . | . | . | . | . | . | . | . | . | . | . | . | . | . | . | . | . | . | . | . | . | . | . | . | . | . | . | . | . | . | . | . | . | . | . | . | . | . | . | . | . | . | . | . | . | . | . | . | . | . | . | . | . | . | . | 25.296 | 1.739 | 2.108 | . | 29.143 | . | . | . | . | . | . | . | . | . | .
2024 | 4 | KS | 5860 | Empire District Electric Co | Preliminary | AC | 1.107 | 0.274 | 0.06 | . | 1.441 | 108 | 12 | 2 | . | 122 | . | . | . | . | 0 | . | . | . | . | 0 | 12.774 | 8.016 | 0 | . | 211.454 | . | . | . | . | 0 | . | . | . | . | 0 | . | . | . | . | 0 | . | . | . | . | 0 | . | . | . | . | 0 | . | . | . | . | 0 | . | . | . | . | 0 | . | . | . | . | 0 | . | . | . | . | 0 | . | . | . | . | 0 | . | . | . | . | 0 | . | . | . | . | 0 | 1.107 | 0.274 | 0.06 | 0 | 1.441 | 108 | 12 | 2 | 0 | 122 | 12.774 | 8.016 | 0 | 0 | 20.79
2024 | 4 | KS | 9996 | City of Kansas City - (KS) | Preliminary | AC | 1.965 | 1.062 | 0 | 0 | 3.027 | 293 | 20 | 0 | 0 | 313 | 0.023 | 0.402 | 0 | 0 | 0.425 | 23 | 3 | 0 | 0 | 26 | 177.887 | 23.906 | 0 | 0 | 201.793 | . | . | . | . | 0 | . | . | . | . | 0 | . | . | . | . | 0 | . | . | . | . | 0 | . | . | . | . | 0 | . | . | . | . | 0 | . | . | . | . | 0 | . | . | . | . | 0 | . | . | . | . | 0 | . | . | . | . | 0 | . | . | . | . | 0 | . | . | . | . | 0 | 1.988 | 1.464 | NM | 0 | 3.452 | 316 | 23 | 0 | 0 | 339 | 177.887 | 23.906 | 0 | 0 | 201.793
2024 | 4 | KS | 10000 | Evergy Metro | Preliminary | DC | 12.067 | 4.159 | 0.439 | . | 16.665 | 1364 | 97 | 6 | . | 1467 | 1.902 | 0.007 | . | . | 1.909 | 502 | 1 | . | . | 503 | 919.941 | 180.259 | 19.64 | . | 1119.84 | . | . | . | . | 0 | . | . | . | . | 0 | . | . | . | . | 0 | . | . | . | . | 0 | . | . | . | . | 0 | . | . | . | . | 0 | 0.01 | 0.022 | . | . | 0.032 | 3 | 3 | . | . | 6 | 0.825 | 2.737 | . | . | 3.562 | . | . | . | . | 0 | . | . | . | . | 0 | . | . | . | . | 0 | 13.979 | 4.188 | 0.439 | 0 | 18.606 | 1869 | 101 | 6 | 0 | 1976 | 920.766 | 182.996 | 19.64 | 0 | 1123.402
2024 | 4 | KS | 10005 | Evergy Kansas South, Inc | Preliminary | AC | 19.41 | 4.277 | 0.175 | . | 23.862 | 2462 | 84 | 6 | . | 2552 | 0.345 | 0.198 | . | . | 0.543 | 199 | 8 | . | . | 207 | 1653.595 | 220.476 | 5.812 | . | 1879.883 | . | . | . | . | 0 | . | . | . | . | 0 | . | . | . | . | 0 | . | . | . | . | 0 | . | . | . | . | 0 | . | . | . | . | 0 | 0.032 | 0.002 | . | . | 0.034 | 9 | 1 | . | . | 10 | 2.688 | 0 | . | . | 2.688 | 0.02 | . | . | . | 0.02 | 3 | . | . | . | 3 | 1.518 | . | . | . | 1.518 | 19.807 | 4.477 | 0.175 | 0 | 24.459 | 2673 | 93 | 6 | 0 | 2772 | 1657.801 | 220.476 | 5.812 | 0 | 1884.089
2024 | 4 | KS | 22500 | Evergy Kansas Central, Inc | Preliminary | AC | 21.806 | 6.734 | 0.759 | . | 29.299 | 2628 | 176 | 5 | . | 2809 | 0.468 | 0.018 | . | . | 0.486 | 314 | 4 | . | . | 318 | 1777.077 | 275.449 | 11.389 | . | 2063.915 | . | . | . | . | 0 | . | . | . | . | 0 | . | . | . | . | 0 | . | . | . | . | 0 | . | . | . | . | 0 | . | . | . | . | 0 | 0.085 | 0.359 | . | . | 0.444 | 15 | 11 | . | . | 26 | 3.833 | 4.068 | . | . | 7.901 | 0.008 | 0.01 | . | . | 0.018 | 3 | 1 | . | . | 4 | 0.51 | 0 | . | . | 0.51 | 22.367 | 7.121 | 0.759 | 0 | 30.247 | 2960 | 192 | 5 | 0 | 3157 | 1781.42 | 279.517 | 11.389 | 0 | 2072.326
2024 | 4 | KS | 99999 | Adjustment 2024 | Preliminary |  | 6.876 | 0.834 | -0.077 | . | 7.633 | . | . | . | . | . | -0.332 | -0.001 | . | . | -0.333 | . | . | . | . | . | . | . | . | . | . | . | . | . | . | 0 | . | . | . | . | . | . | . | . | . | . | . | . | . | . | 0 | . | . | . | . | . | . | . | . | . | . | . | . | . | . | . | . | . | . | . | . | . | . | . | . | . | . | . | . | . | . | . | . | . | . | . | . | . | . | . | . | 6.544 | 0.832 | -0.077 | . | 7.3 | . | . | . | . | . | . | . | . | . | .
2024 | 4 | KY | 9964 | Kenergy Corp | Preliminary | AC | 4.725 | 1.167 | 0 | 0 | 5.892 | 425 | 54 | 0 | 0 | 479 | . | . | . | . | 0 | . | . | . | . | 0 | . | . | . | . | 0 | . | . | . | . | 0 | . | . | . | . | 0 | . | . | . | . | 0 | . | . | . | . | 0 | . | . | . | . | 0 | . | . | . | . | 0 | . | . | . | . | 0 | . | . | . | . | 0 | . | . | . | . | 0 | . | . | . | . | 0 | . | . | . | . | 0 | . | . | . | . | 0 | 4.725 | 1.167 | NM | 0 | 5.892 | 425 | 54 | 0 | 0 | 479 | 0 | 0 | 0 | 0 | 0
2024 | 4 | KY | 10171 | Kentucky Utilities Co | Preliminary | DC | 19.619 | 3.837 | 0.07 | 0 | 23.526 | 2226 | 220 | 3 | 0 | 2449 | 0 | 0 | 0 | 0 | 0 | 0 | 0 | 0 | 0 | 0 | 1060.354 | 174.74 | 2.36 | 0 | 1237.454 | 1.075 | 0.057 | 0 | 0 | 1.132 | 167 | 5 | 0 | 0 | 172 | 0 | 0 | 0 | 0 | 0 | . | . | . | . | 0 | . | . | . | . | 0 | . | . | . | . | 0 | 0.009 | 0.002 | 0 | 0 | 0.011 | 4 | 1 | 0 | 0 | 5 | 0 | 0.008 | 0 | 0 | 0.008 | . | . | 0.05 | . | 0.05 | . | . | 1 | . | 1 | . | . | 0 | . | 0 | 19.628 | 3.839 | 0.12 | 0 | 23.587 | 2230 | 221 | 4 | 0 | 2455 | 1060.354 | 174.748 | 2.36 | 0 | 1237.462
2024 | 4 | KY | 11249 | Louisville Gas & Electric Co | Preliminary | DC | 20.781 | 1.576 | 0.05 | . | 22.407 | 2687 | 79 | 1 | . | 2767 | . | . | . | . | 0 | . | . | . | . | 0 | 1063.017 | 48.149 | 2.603 | . | 1113.769 | 0.646 | 0.02 | . | . | 0.666 | 93 | 2 | . | . | 95 | . | . | . | . | 0 | . | . | . | . | 0 | . | . | . | . | 0 | . | . | . | . | 0 | 0.008 | 0.006 | . | . | 0.014 | 3 | 2 | . | . | 5 | 0.039 | 0.087 | . | . | 0.126 | . | . | . | . | 0 | . | . | . | . | 0 | . | . | . | . | 0 | 20.789 | 1.582 | 0.05 | 0 | 22.421 | 2690 | 81 | 1 | 0 | 2772 | 1063.056 | 48.236 | 2.603 | 0 | 1113.895
2024 | 4 | KY | 17564 | South Kentucky Rural E C C | Preliminary | AC | 1.329 | 0.133 | 0.073 | . | 1.535 | 148 | 9 | 2 | . | 159 | . | . | . | . | 0 | . | . | . | . | 0 | 91.804 | 19.222 | 4.713 | . | 115.739 | . | . | . | . | 0 | . | . | . | . | 0 | . | . | . | . | 0 | . | . | . | . | 0 | . | . | . | . | 0 | . | . | . | . | 0 | . | . | . | . | 0 | . | . | . | . | 0 | . | . | . | . | 0 | . | . | . | . | 0 | . | . | . | . | 0 | . | . | . | . | 0 | 1.329 | 0.133 | 0.073 | 0 | 1.535 | 148 | 9 | 2 | 0 | 159 | 91.804 | 19.222 | 4.713 | 0 | 115.739
2024 | 4 | KY | 19446 | Duke Energy Kentucky | Preliminary | AC | 5.567 | 1.287 | 0.017 | 0 | 6.871 | 809 | 20 | 2 | 0 | 831 | . | . | . | . | 0 | . | . | . | . | 0 | . | . | . | . | 0 | . | . | . | . | 0 | . | . | . | . | 0 | . | . | . | . | 0 | . | . | . | . | 0 | . | . | . | . | 0 | . | . | . | . | 0 | 0 | 0 | 0 | 0 | 0 | 0 | 0 | 0 | 0 | 0 | . | . | . | . | 0 | . | . | . | . | 0 | . | . | . | . | 0 | . | . | . | . | 0 | 5.567 | 1.287 | 0.017 | 0 | 6.871 | 809 | 20 | 2 | 0 | 831 | 0 | 0 | 0 | 0 | 0
2024 | 4 | KY | 22053 | Kentucky Power Co | Preliminary | AC | 2.538 | 0.879 | 0.03 | . | 3.447 | 271 | 32 | 1 | . | 304 | . | . | . | . | 0 | . | . | . | . | 0 | 181.866 | 23.702 | . | . | 205.568 | 0.286 | . | 0.01 | . | 0.296 | 53 | . | 1 | . | 54 | 0.755 | . | 0.01 | . | 0.765 | . | . | . | . | 0 | . | . | . | . | 0 | . | . | . | . | 0 | . | . | . | . | 0 | . | . | . | . | 0 | . | . | . | . | 0 | . | . | . | . | 0 | . | . | . | . | 0 | . | . | . | . | 0 | 2.538 | 0.879 | 0.03 | 0 | 3.447 | 271 | 32 | 1 | 0 | 304 | 181.866 | 23.702 | 0 | 0 | 205.568
2024 | 4 | KY | 49998 | City of Berea Municipal Utility | Preliminary | AC | 0.126 | 0.261 | 0 | 0 | 0.387 | 23 | 8 | 0 | 0 | 31 | 0 | 0 | 0 | 0 | 0 | 0 | 0 | 0 | 0 | 0 | 8.85 | 2.106 | 0 | 0 | 10.956 | 0 | 0 | 0 | 0 | 0 | 0 | 0 | 0 | 0 | 0 | 0 | 0 | 0 | 0 | 0 | 0 | 0 | 0 | 0 | 0 | 0 | 0 | 0 | 0 | 0 | 0 | 0 | 0 | 0 | 0 | 0 | 0 | 0 | 0 | 0 | 0 | 0 | 0 | 0 | 0 | 0 | 0 | 0 | 0 | 0 | 0 | 0 | 0 | 0 | 0 | 0 | 0 | 0 | 0 | 0 | 0 | 0 | 0 | 0 | 0 | 0.126 | 0.261 | NM | 0 | 0.387 | 23 | 8 | 0 | 0 | 31 | 8.85 | 2.106 | 0 | 0 | 10.956
2024 | 4 | KY | 99999 | Adjustment 2024 | Preliminary |  | 20.87 | 2.525 | -0.021 | 0 | 23.374 | . | . | . | . | . | 0 | 0 | 0 | 0 | 0 | . | . | . | . | . | . | . | . | . | . | -0.3 | -0.013 | 0 | 0 | -0.314 | . | . | . | . | . | . | . | . | . | . | . | . | . | . | 0 | . | . | . | . | . | . | . | . | . | . | . | . | . | . | . | . | . | . | . | . | . | . | . | . | . | . | . | . | . | . | . | . | . | . | . | . | . | . | . | . | 20.87 | 2.525 | -0.021 | 0 | 23.374 | . | . | . | . | . | . | . | . | . | .
2024 | 4 | LA | 3265 | Cleco Power LLC | Preliminary | AC | 24.947 | 1.83 | 0 | 0 | 26.777 | 4158 | 139 | 0 | 0 | 4297 | . | . | . | . | 0 | . | . | . | . | 0 | . | . | . | . | 0 | . | . | . | . | 0 | . | . | . | . | 0 | . | . | . | . | 0 | . | . | . | . | 0 | . | . | . | . | 0 | . | . | . | . | 0 | 0.01 | . | . | . | 0.01 | 4 | . | . | . | 4 | . | . | . | . | 0 | . | . | . | . | 0 | . | . | . | . | 0 | . | . | . | . | 0 | 24.957 | 1.83 | NM | 0 | 26.787 | 4162 | 139 | 0 | 0 | 4301 | 0 | 0 | 0 | 0 | 0
2024 | 4 | LA | 11241 | Entergy Louisiana LLC | Preliminary | DC | 86.364 | 7.462 | 0.097 | 0 | 93.923 | 13889 | 594 | 5 | 0 | 14488 | . | . | . | . | 0 | . | . | . | . | 0 | . | . | . | . | 0 | . | . | . | . | 0 | . | . | . | . | 0 | . | . | . | . | 0 | . | . | . | . | 0 | . | . | . | . | 0 | . | . | . | . | 0 | 0 | 0 | 0 | . | 0 | 0 | 0 | 0 | . | 0 | . | . | . | . | 0 | 0 | 0 | 0 | . | 0 | 0 | 0 | 0 | . | 0 | . | . | . | . | 0 | 86.364 | 7.462 | 0.097 | 0 | 93.923 | 13889 | 594 | 5 | 0 | 14488 | 0 | 0 | 0 | 0 | 0
2024 | 4 | LA | 13478 | Entergy New Orleans, LLC | Preliminary | DC | 56.052 | 2.193 | 0 | . | 58.245 | 9670 | 84 | 0 | . | 9754 | . | . | . | . | 0 | . | . | . | . | 0 | . | . | . | . | 0 | . | . | . | . | 0 | . | . | . | . | 0 | . | . | . | . | 0 | . | . | . | . | 0 | . | . | . | . | 0 | . | . | . | . | 0 | 0 | 0 | 0 | . | 0 | 0 | 0 | 0 | . | 0 | . | . | . | . | 0 | 0 | 0 | 0 | . | 0 | 0 | 0 | 0 | . | 0 | . | . | . | . | 0 | 56.052 | 2.193 | NM | 0 | 58.245 | 9670 | 84 | 0 | 0 | 9754 | 0 | 0 | 0 | 0 | 0
2024 | 4 | LA | 17698 | Southwestern Electric Power Co | Preliminary | AC | 7.852 | 1.591 | 0.006 | . | 9.449 | 1389 | 103 | 1 | . | 1493 | . | . | . | . | 0 | . | . | . | . | 0 | 299.223 | 7.695 | 0.363 | . | 307.281 | 0.019 | . | . | . | 0.019 | 2 | . | . | . | 2 | 0.158 | . | . | . | 0.158 | . | . | . | . | 0 | . | . | . | . | 0 | . | . | . | . | 0 | . | . | . | . | 0 | . | . | . | . | 0 | . | . | . | . | 0 | . | . | . | . | 0 | . | . | . | . | 0 | . | . | . | . | 0 | 7.852 | 1.591 | 0.006 | 0 | 9.449 | 1389 | 103 | 1 | 0 | 1493 | 299.223 | 7.695 | 0.363 | 0 | 307.281
2024 | 4 | LA | 99999 | Adjustment 2024 | Preliminary |  | 7.348 | 0.494 | -0.017 | 0 | 7.825 | . | . | . | . | . | . | . | . | . | 0 | . | . | . | . | . | . | . | . | . | . | . | . | . | . | 0 | . | . | . | . | . | . | . | . | . | . | . | . | . | . | 0 | . | . | . | . | . | . | . | . | . | . | . | . | . | . | . | . | . | . | . | . | . | . | . | . | . | . | . | . | . | . | . | . | . | . | . | . | . | . | . | . | 7.348 | 0.494 | -0.017 | 0 | 7.825 | . | . | . | . | . | . | . | . | . | .
2024 | 4 | MA | 6374 | Fitchburg Gas & Elec Light Co | Preliminary | AC | 20.95 | 2.133 | 0.991 | . | 24.074 | 3156 | 37 | 5 | . | 3198 | 0.417 | 11.055 | . | . | 11.472 | 47 | 33 | . | . | 80 | 284.887 | . | . | . | 284.887 | 0.136 | . | . | . | 0.136 | 20 | . | . | . | 20 | 0.237 | . | . | . | 0.237 | . | . | . | . | 0 | . | . | . | . | 0 | . | . | . | . | 0 | . | . | . | . | 0 | . | . | . | . | 0 | . | . | . | . | 0 | 0.002 | . | . | . | 0.002 | 2 | . | . | . | 2 | . | . | . | . | 0 | 21.369 | 13.188 | 0.991 | 0 | 35.548 | 3205 | 70 | 5 | 0 | 3280 | 284.887 | 0 | 0 | 0 | 284.887
2024 | 4 | MA | 8774 | City of Holyoke - (MA) | Preliminary | DC | 0.088 | 0.021 | . | . | 0.109 | 12 | 3 | . | . | 15 | . | . | . | . | 0 | . | . | . | . | 0 | . | . | . | . | 0 | . | . | . | . | 0 | . | . | . | . | 0 | . | . | . | . | 0 | . | . | . | . | 0 | . | . | . | . | 0 | . | . | . | . | 0 | . | . | . | . | 0 | . | . | . | . | 0 | . | . | . | . | 0 | . | . | . | . | 0 | . | . | . | . | 0 | . | . | . | . | 0 | 0.088 | 0.021 | NM | 0 | 0.109 | 12 | 3 | 0 | 0 | 15 | 0 | 0 | 0 | 0 | 0
2024 | 4 | MA | 11804 | Massachusetts Electric Co | Preliminary | AC | 627.474 | 692.436 | 0.107 | 0 | 1320.017 | 95422 | 2480 | 7 | 0 | 97909 | 0 | . | 0 | 0 | 0 | 0 | . | 0 | 0 | 0 | 0 | 0 | 0 | 0 | 0 | 0.472 | . | . | . | 0.472 | 67 | . | . | . | 67 | . | . | . | . | 0 | . | . | . | . | 0 | . | . | . | . | 0 | . | . | . | . | 0 | 0.194 | 21.187 | . | . | 21.381 | 29 | 23 | . | . | 52 | . | . | . | . | 0 | 0.169 | 4.525 | . | . | 4.694 | 66 | 25 | . | . | 91 | . | . | . | . | 0 | 627.837 | 718.148 | 0.107 | 0 | 1346.092 | 95517 | 2528 | 7 | 0 | 98052 | 0 | 0 | 0 | 0 | 0
2024 | 4 | MA | 13206 | Nantucket Electric Co | Preliminary | AC | 3.806 | 1.165 | . | 0 | 4.971 | 259 | 35 | . | 0 | 294 | 0 | . | 0 | 0 | 0 | 0 | . | 0 | 0 | 0 | 0 | 0 | 0 | 0 | 0 | . | . | . | . | 0 | . | . | . | . | 0 | . | . | . | . | 0 | . | . | . | . | 0 | . | . | . | . | 0 | . | . | . | . | 0 | 0.001 | 0.4 | . | . | 0.401 | 1 | 2 | . | . | 3 | . | . | . | . | 0 | . | . | . | . | 0 | . | . | . | . | 0 | . | . | . | . | 0 | 3.807 | 1.565 | NM | 0 | 5.372 | 260 | 37 | 0 | 0 | 297 | 0 | 0 | 0 | 0 | 0
2024 | 4 | MA | 15748 | Town of Reading - (MA) | Preliminary | AC | 2.213 | 2.529 | 0 | 0 | 4.742 | 281 | 22 | 0 | 0 | 303 | 0 | 0 | 0 | 0 | 0 | 0 | 0 | 0 | 0 | 0 | 117.123 | 56.155 | 0 | 0 | 173.278 | 0.232 | 0 | 0 | 0 | 0.232 | 22 | 0 | 0 | 0 | 22 | 0.464 | 0 | 0 | 0 | 0.464 | 0 | 0 | 0 | 0 | 0 | 0 | 0 | 0 | 0 | 0 | 0 | 0 | 0 | 0 | 0 | 0 | 0 | 0 | 0 | 0 | 0 | 0 | 0 | 0 | 0 | 0 | 0 | 0 | 0 | 0 | 0 | 0 | 0 | 0 | 0 | 0 | 0 | 0 | 0 | 0 | 0 | 0 | 0 | 0 | 0 | 2.213 | 2.529 | NM | 0 | 4.742 | 281 | 22 | 0 | 0 | 303 | 117.123 | 56.155 | 0 | 0 | 173.278
2024 | 4 | MA | 54913 | NSTAR Electric Company | Preliminary | AC | 583.391 | 714.215 | 72.113 | . | 1369.719 | 72905 | 1866 | 191 | . | 74962 | . | . | . | . | 0 | . | . | . | . | 0 | . | . | . | . | 0 | 18.748 | 118.565 | 1.15 | . | 138.463 | 1697 | 93 | 5 | . | 1795 | . | . | . | . | 0 | 1.582 | 5.525 | . | . | 7.107 | 202 | 10 | . | . | 212 | . | . | . | . | 0 | 0.546 | 32.341 | 4.16 | . | 37.047 | 82 | 26 | 3 | . | 111 | . | . | . | . | 0 | . | . | . | . | 0 | . | . | . | . | 0 | . | . | . | . | 0 | 583.937 | 746.556 | 76.273 | 0 | 1406.766 | 72987 | 1892 | 194 | 0 | 75073 | 0 | 0 | 0 | 0 | 0
2024 | 4 | MA | 99999 | Adjustment 2024 | Preliminary |  | 18.403 | 13.219 | 11.961 | . | 43.583 | . | . | . | . | . | . | . | . | . | 0 | . | . | . | . | . | . | . | . | . | . | . | . | . | . | 0 | . | . | . | . | . | . | . | . | . | . | . | . | . | . | 0 | . | . | . | . | . | . | . | . | . | . | . | . | . | . | . | . | . | . | . | . | . | . | . | . | . | . | . | . | . | . | . | . | . | . | . | . | . | . | . | . | 18.403 | 13.219 | 11.961 | . | 43.583 | . | . | . | . | . | . | . | . | . | .
2024 | 4 | MD | 1167 | Baltimore Gas & Electric Co | Preliminary | AC | 352.15 | 80.715 | 0 | 0 | 432.865 | 45380 | 980 | 0 | 0 | 46360 | 0 | 161.839 | 0 | 0 | 161.839 | 0 | 1590 | 0 | 0 | 1590 | . | . | . | . | 0 | . | . | . | . | 0 | . | . | . | . | 0 | . | . | . | . | 0 | . | . | . | . | 0 | . | . | . | . | 0 | . | . | . | . | 0 | 0.079 | 0.022 | 0 | 0 | 0.101 | 22 | 5 | 0 | 0 | 27 | . | . | . | . | 0 | . | . | . | . | 0 | . | . | . | . | 0 | . | . | . | . | 0 | 352.229 | 242.576 | NM | 0 | 594.805 | 45402 | 2575 | 0 | 0 | 47977 | 0 | 0 | 0 | 0 | 0
2024 | 4 | MD | 5027 | Delmarva Power | Preliminary | AC | 59.593 | 24.221 | 1.192 | 0 | 85.006 | 6345 | 196 | 3 | 0 | 6544 | 1.09 | 30.5 | 4.59 | 0 | 36.18 | 1593 | 484 | 3 | 0 | 2080 | . | . | . | . | 0 | . | . | . | . | 0 | . | . | . | . | 0 | . | . | . | . | 0 | . | . | . | . | 0 | . | . | . | . | 0 | . | . | . | . | 0 | 0.103 | 0.812 | 0 | 0 | 0.915 | 18 | 4 | 0 | 0 | 22 | . | . | . | . | 0 | . | . | . | . | 0 | . | . | . | . | 0 | . | . | . | . | 0 | 60.786 | 55.533 | 5.782 | 0 | 122.101 | 7956 | 684 | 6 | 0 | 8646 | 0 | 0 | 0 | 0 | 0
2024 | 4 | MD | 15263 | The Potomac Edison Company | Preliminary | AC | 71.938 | 35.149 | 15.311 | 0 | 122.398 | 7785 | 174 | 13 | 0 | 7972 | 0.249 | 3.262 | 0 | 0 | 3.511 | 8 | 16 | 0 | 0 | 24 | 0 | 0 | 0 | 0 | 0 | 4.888 | 0.03 | 0 | 0 | 4.918 | 306 | 2 | 0 | 0 | 308 | 0 | 0 | 0 | 0 | 0 | 0 | 0 | 0 | 0 | 0 | 0 | 0 | 0 | 0 | 0 | 0 | 0 | 0 | 0 | 0 | 0.095 | 0.023 | 0 | 0 | 0.118 | 28 | 6 | 0 | 0 | 34 | 0 | 0 | 0 | 0 | 0 | 0 | 0 | 0 | 0 | 0 | 0 | 0 | 0 | 0 | 0 | 0 | 0 | 0 | 0 | 0 | 72.282 | 38.434 | 15.311 | 0 | 126.027 | 7821 | 196 | 13 | 0 | 8030 | 0 | 0 | 0 | 0 | 0
2024 | 4 | MD | 15270 | Potomac Electric Power Co | Preliminary | AC | 269.042 | 51.653 | . | . | 320.695 | 33037 | 380 | . | . | 33417 | 2.353 | 12.281 | . | . | 14.634 | 5315 | 519 | . | . | 5834 | . | . | . | . | 0 | . | . | . | . | 0 | . | . | . | . | 0 | . | . | . | . | 0 | . | . | . | . | 0 | . | . | . | . | 0 | . | . | . | . | 0 | 0.016 | 0.002 | . | . | 0.018 | 1 | 1 | . | . | 2 | . | . | . | . | 0 | . | . | . | . | 0 | . | . | . | . | 0 | . | . | . | . | 0 | 271.411 | 63.936 | NM | 0 | 335.347 | 38353 | 900 | 0 | 0 | 39253 | 0 | 0 | 0 | 0 | 0
2024 | 4 | MD | 17637 | Southern Maryland Elec Coop Inc | Preliminary | AC | 79.335 | 4.851 | . | . | 84.186 | 8650 | 66 | . | . | 8716 | . | . | . | . | 0 | . | . | . | . | 0 | 5164.619 | 176.729 | . | . | 5341.348 | 1.136 | 0 | . | . | 1.136 | 162 | 0 | . | . | 162 | 2.684 | 0 | . | . | 2.684 | . | . | . | . | 0 | . | . | . | . | 0 | . | . | . | . | 0 | 0.02 | 0.016 | . | . | 0.036 | 3 | 3 | . | . | 6 | 1.547 | 0.2 | . | . | 1.747 | 0 | 0.32 | . | . | 0.32 | 0 | 1 | . | . | 1 | 0 | 0 | . | . | 0 | 79.355 | 5.187 | NM | 0 | 84.542 | 8653 | 70 | 0 | 0 | 8723 | 5166.166 | 176.929 | 0 | 0 | 5343.095
2024 | 4 | MD | 99999 | Adjustment 2024 | Preliminary |  | 21.067 | 18.613 | 3.02 | . | 42.7 | . | . | . | . | . | . | . | . | . | . | . | . | . | . | . | . | . | . | . | . | . | . | . | . | . | . | . | . | . | . | . | . | . | . | . | . | . | . | . | . | . | . | . | . | . | . | . | . | . | . | . | . | . | . | . | . | . | . | . | . | . | . | . | . | . | . | . | . | . | . | . | . | . | . | . | . | . | . | . | . | 21.067 | 18.613 | 3.02 | . | 42.7 | . | . | . | . | . | . | . | . | . | .
2024 | 4 | ME | 1179 | Versant Power | Preliminary | AC | 11.187 | 27.595 | 0.026 | 0 | 38.808 | 1556 | 217 | 1 | 0 | 1774 | 0.544 | 54.121 | 0 | 0 | 54.665 | 112 | 4712 | 0 | 0 | 4824 | . | . | . | . | 0 | 0.173 | 0 | 0 | 0 | 0.173 | 21 | 0 | 0 | 0 | 21 | 0.377 | 0 | 0 | 0 | 0.377 | 0 | 0 | 0 | 0 | 0 | 0 | 0 | 0 | 0 | 0 | 0 | 0 | 0 | 0 | 0 | 0.336 | 0.182 | 0.6 | 0 | 1.118 | 95 | 17 | 1 | 0 | 113 | . | . | . | . | 0 | 0 | 4.355 | 1.92 | . | 6.275 | 0 | 7 | 1 | . | 8 | . | . | . | . | 0 | 12.067 | 86.253 | 2.546 | 0 | 100.866 | 1763 | 4953 | 3 | 0 | 6719 | 0 | 0 | 0 | 0 | 0
2024 | 4 | ME | 3266 | Central Maine Power Co | Preliminary | AC | 84.937 | 533.265 | 0 | 0 | 618.202 | 10418 | 963 | 0 | 0 | 11381 | 0 | 464.616 | 0 | 0 | 464.616 | 0 | 42168 | 0 | 0 | 42168 | 5454.623 | 61410.779 | 0 | 0 | 66865.402 | 0 | 0 | 0 | 0 | 0 | 0 | 0 | 0 | 0 | 0 | 0 | 0 | 0 | 0 | 0 | 0 | 0 | 0 | 0 | 0 | 0 | 0 | 0 | 0 | 0 | 0 | 0 | 0 | 0 | 0 | 0.53 | 4.821 | 0 | 0 | 5.351 | 193 | 31 | 0 | 0 | 224 | 6.712 | 1128.541 | 0 | 0 | 1135.253 | 0.136 | 26.993 | 0 | 0 | 27.129 | 4 | 32 | 0 | 0 | 36 | 0 | 10186.5 | 0 | 0 | 10186.5 | 85.603 | 1029.695 | NM | 0 | 1115.298 | 10615 | 43194 | 0 | 0 | 53809 | 5461.335 | 72725.82 | 0 | 0 | 78187.155
2024 | 4 | ME | 5609 | Eastern Maine Electric Coop | Preliminary | AC | 0.171 | 0.105 | . | . | 0.276 | 24 | 3 | . | . | 27 | . | . | . | . | 0 | . | . | . | . | 0 | . | . | . | . | 0 | . | . | . | . | 0 | . | . | . | . | 0 | . | . | . | . | 0 | . | . | . | . | 0 | . | . | . | . | 0 | . | . | . | . | 0 | 0.048 | . | . | . | 0.048 | 8 | . | . | . | 8 | . | . | . | . | 0 | . | . | . | . | 0 | . | . | . | . | 0 | . | . | . | . | 0 | 0.219 | 0.105 | NM | 0 | 0.324 | 32 | 3 | 0 | 0 | 35 | 0 | 0 | 0 | 0 | 0
2024 | 4 | ME | 99999 | Adjustment 2024 | Preliminary |  | 0.446 | 0.054 | . | . | 0.5 | . | . | . | . | . | . | . | . | . | . | . | . | . | . | . | . | . | . | . | . | . | . | . | . | . | . | . | . | . | . | . | . | . | . | . | . | . | . | . | . | . | . | . | . | . | . | . | . | . | . | . | . | . | . | . | . | . | . | . | . | . | . | . | . | . | . | . | . | . | . | . | . | . | . | . | . | . | . | . | . | 0.446 | 0.054 | . | . | 0.5 | . | . | . | . | . | . | . | . | . | .
2024 | 4 | MI | 392 | Alpena Power Co | Preliminary | AC | 0.091 | 0.017 | . | . | 0.108 | 10 | 2 | . | . | 12 | . | . | . | . | 0 | . | . | . | . | 0 | . | . | . | . | 0 | . | . | . | . | 0 | . | . | . | . | 0 | . | . | . | . | 0 | . | . | . | . | 0 | . | . | . | . | 0 | . | . | . | . | 0 | 0.038 | . | . | . | 0.038 | 15 | . | . | . | 15 | . | . | . | . | 0 | . | . | . | . | 0 | . | . | . | . | 0 | . | . | . | . | 0 | 0.129 | 0.017 | NM | 0 | 0.146 | 25 | 2 | 0 | 0 | 27 | 0 | 0 | 0 | 0 | 0
2024 | 4 | MI | 3828 | Cloverland Electric Co-op | Preliminary | AC | 0.232 | 0.214 | 0 | 0 | 0.446 | 35 | 9 | 0 | 0 | 44 | . | . | . | . | 0 | . | . | . | . | 0 | 15.389 | 5.654 | 0 | 0 | 21.043 | . | . | . | . | 0 | . | . | . | . | 0 | . | . | . | . | 0 | . | . | . | . | 0 | . | . | . | . | 0 | . | . | . | . | 0 | 0.05 | 0.011 | 0 | 0 | 0.061 | 15 | 3 | 0 | 0 | 18 | 0.37 | 0 | 0 | 0 | 0.37 | 0 | 0.208 | 0 | 0 | 0.208 | 0 | 1 | 0 | 0 | 1 | 0 | 0.912 | 0 | 0 | 0.912 | 0.282 | 0.433 | NM | 0 | 0.715 | 50 | 13 | 0 | 0 | 63 | 15.759 | 6.566 | 0 | 0 | 22.325
2024 | 4 | MI | 4254 | Consumers Energy Co - (MI) | Preliminary | DC | 79.121 | 37.129 | 0.371 | . | 116.621 | 9936 | 692 | 8 | . | 10636 | 2.83 | 1.67 | . | . | 4.5 | 2464 | 29 | . | . | 2493 | 2991.97 | . | . | . | 2991.97 | 10.078 | 0.284 | . | . | 10.362 | 1414 | 21 | . | . | 1435 | 16.474 | 0.378 | . | . | 16.852 | . | . | . | . | 0 | . | . | . | . | 0 | . | . | . | . | 0 | 0.365 | 0.177 | . | . | 0.542 | 79 | 17 | . | . | 96 | . | . | . | . | 0 | . | . | 0.19 | . | 0.19 | . | . | 1 | . | 1 | . | . | . | . | 0 | 82.316 | 38.976 | 0.561 | 0 | 121.853 | 12479 | 738 | 9 | 0 | 13226 | 2991.97 | 0 | 0 | 0 | 2991.97
2024 | 4 | MI | 5109 | DTE Electric Company | Preliminary | AC | 45.372 | 15.189 | 0.844 | 0 | 61.405 | 6822 | 498 | 31 | 0 | 7351 | . | . | . | . | 0 | . | . | . | . | 0 | . | . | . | . | 0 | 14.617 | 0.064 | 0 | 0 | 14.681 | 2496 | 6 | 0 | 0 | 2502 | 27.789 | 0.139 | 0 | 0 | 27.928 | . | . | . | . | 0 | . | . | . | . | 0 | . | . | . | . | 0 | 0.101 | 0.202 | . | . | 0.303 | 32 | 29 | . | . | 61 | . | . | . | . | 0 | 0.024 | 0.065 | 0.06 | . | 0.149 | 4 | 3 | 1 | . | 8 | . | . | . | . | 0 | 45.497 | 15.456 | 0.904 | 0 | 61.857 | 6858 | 530 | 32 | 0 | 7420 | 0 | 0 | 0 | 0 | 0
2024 | 4 | MI | 9324 | Indiana Michigan Power Co | Preliminary | AC | 4.385 | 1.178 | 0.158 | 0 | 5.721 | 558 | 49 | 2 | 0 | 609 | . | . | . | . | 0 | . | . | . | . | 0 | 329.923 | 103.285 | 0.38 | . | 433.588 | 0.56 | . | . | . | 0.56 | 109 | . | . | . | 109 | 1.456 | . | . | . | 1.456 | . | . | . | . | 0 | . | . | . | . | 0 | . | . | . | . | 0 | 0.022 | 0.006 | 0.005 | . | 0.033 | 6 | 1 | 1 | . | 8 | 0 | 0 | 0 | . | 0 | . | . | . | . | 0 | . | . | . | . | 0 | . | . | . | . | 0 | 4.407 | 1.184 | 0.163 | 0 | 5.754 | 564 | 50 | 3 | 0 | 617 | 329.923 | 103.285 | 0.38 | 0 | 433.588
2024 | 4 | MI | 10704 | City of Lansing - (MI) | Preliminary | AC | 2.118 | 1.211 | . | . | 3.329 | 330 | 27 | . | . | 357 | . | . | . | . | 0 | . | . | . | . | 0 | . | . | . | . | 0 | . | . | . | . | 0 | . | . | . | . | 0 | . | . | . | . | 0 | . | . | . | . | 0 | . | . | . | . | 0 | . | . | . | . | 0 | . | . | . | . | 0 | . | . | . | . | 0 | . | . | . | . | 0 | . | . | . | . | 0 | . | . | . | . | 0 | . | . | . | . | 0 | 2.118 | 1.211 | NM | 0 | 3.329 | 330 | 27 | 0 | 0 | 357 | 0 | 0 | 0 | 0 | 0
2024 | 4 | MI | 19578 | Upper Peninsula Power Company | Preliminary | AC | 1.607 | 0.28 | . | . | 1.887 | 249 | 7 | . | . | 256 | . | . | . | . | 0 | . | . | . | . | 0 | . | . | . | . | 0 | . | . | . | . | 0 | . | . | . | . | 0 | . | . | . | . | 0 | . | . | . | . | 0 | . | . | . | . | 0 | . | . | . | . | 0 | 0.076 | . | . | . | 0.076 | 20 | . | . | . | 20 | . | . | . | . | 0 | . | . | . | . | 0 | . | . | . | . | 0 | . | . | . | . | 0 | 1.683 | 0.28 | NM | 0 | 1.963 | 269 | 7 | 0 | 0 | 276 | 0 | 0 | 0 | 0 | 0
2024 | 4 | MI | 60631 | Upper Michigan Energy Resources Corp. | Preliminary | DC | 0.594 | 0.121 | . | . | 0.715 | 68 | 3 | . | . | 71 | . | . | . | . | 0 | . | . | . | . | 0 | . | . | . | . | 0 | 0.032 | . | . | . | 0.032 | 3 | . | . | . | 3 | . | . | . | . | 0 | . | . | . | . | 0 | . | . | . | . | 0 | . | . | . | . | 0 | 0.062 | 0.02 | . | . | 0.082 | 9 | 1 | . | . | 10 | . | . | . | . | 0 | 0.01 | 0.005 | . | . | 0.015 | 1 | 2 | . | . | 3 | . | . | . | . | 0 | 0.666 | 0.146 | NM | 0 | 0.812 | 78 | 6 | 0 | 0 | 84 | 0 | 0 | 0 | 0 | 0
2024 | 4 | MI | 99999 | Adjustment 2024 | Preliminary |  | -0.625 | -2.048 | NM | . | -2.407 | . | . | . | . | . | -0.494 | -0.291 | . | . | -0.784 | . | . | . | . | . | . | . | . | . | . | -1.763 | -0.05 | . | . | -1.813 | . | . | . | . | . | . | . | . | . | . | . | . | . | . | 0 | . | . | . | . | . | . | . | . | . | . | . | . | . | . | . | . | . | . | . | . | . | . | . | . | . | . | . | . | . | . | . | . | . | . | . | . | . | . | . | . | -1.119 | -2.34 | NM | . | -3.192 | . | . | . | . | . | . | . | . | . | .
2024 | 4 | MN | 689 | Connexus Energy | Preliminary | AC | 10.206 | 2.206 | . | . | 12.412 | 1150 | 37 | . | . | 1187 | 0.232 | 0.008 | . | . | 0.24 | 125 | 4 | . | . | 129 | . | . | . | . | 0 | . | . | . | . | 0 | . | . | . | . | 0 | . | . | . | . | 0 | . | . | . | . | 0 | . | . | . | . | 0 | . | . | . | . | 0 | 0.059 | 0.01 | . | . | 0.069 | 5 | 1 | . | . | 6 | . | . | . | . | 0 | 0.025 | . | . | . | 0.025 | 5 | . | . | . | 5 | . | . | . | . | 0 | 10.522 | 2.224 | NM | 0 | 12.746 | 1285 | 42 | 0 | 0 | 1327 | 0 | 0 | 0 | 0 | 0
2024 | 4 | MN | 5574 | East Central Energy | Preliminary | AC | 7.006 | 0.826 | 0 | 0 | 7.832 | 557 | 38 | 0 | 0 | 595 | . | . | . | . | 0 | . | . | . | . | 0 | 386.503 | 45.293 | 0 | 0 | 431.796 | . | . | . | . | 0 | . | . | . | . | 0 | . | . | . | . | 0 | . | . | . | . | 0 | . | . | . | . | 0 | . | . | . | . | 0 | 0.042 | 0.042 | 0 | 0 | 0.084 | 3 | 3 | 0 | 0 | 6 | 0 | 1.361 | 0 | 0 | 1.361 | . | . | . | . | 0 | . | . | . | . | 0 | . | . | . | . | 0 | 7.048 | 0.868 | NM | 0 | 7.916 | 560 | 41 | 0 | 0 | 601 | 386.503 | 46.654 | 0 | 0 | 433.157
2024 | 4 | MN | 10596 | City of Lake Crystal - (MN) | Preliminary | AC | 0.053 | 0.04 | . | . | 0.093 | 5 | 1 | . | . | 6 | . | . | . | . | 0 | . | . | . | . | 0 | . | . | . | . | 0 | 0.005 | 0.1 | . | . | 0.105 | 1 | 1 | . | . | 2 | . | . | . | . | 0 | . | . | . | . | 0 | . | . | . | . | 0 | . | . | . | . | 0 | . | . | . | . | 0 | . | . | . | . | 0 | . | . | . | . | 0 | . | . | . | . | 0 | . | . | . | . | 0 | . | . | . | . | 0 | 0.053 | 0.04 | NM | 0 | 0.093 | 5 | 1 | 0 | 0 | 6 | 0 | 0 | 0 | 0 | 0
2024 | 4 | MN | 12647 | ALLETE, Inc. | Preliminary | AC | 7.834 | 7.781 | 0.02 | . | 15.635 | 853 | 169 | 1 | . | 1023 | 0.518 | 0.522 | . | . | 1.04 | 94 | 3 | . | . | 97 | 277.502 | 96.484 | . | . | 373.986 | 0.38 | 0.006 | . | . | 0.386 | 24 | 1 | . | . | 25 | . | . | . | . | 0 | . | . | . | . | 0 | . | . | . | . | 0 | . | . | . | . | 0 | 0.082 | 0.093 | . | . | 0.175 | 8 | 7 | . | . | 15 | . | . | . | . | 0 | . | . | . | . | 0 | . | . | . | . | 0 | . | . | . | . | 0 | 8.434 | 8.396 | 0.02 | 0 | 16.85 | 955 | 179 | 1 | 0 | 1135 | 277.502 | 96.484 | 0 | 0 | 373.986
2024 | 4 | MN | 13781 | Northern States Power Co - Minnesota | Preliminary | DC | 88.687 | 57.075 | 18.264 | . | 164.026 | 11782 | 1258 | 229 | . | 13269 | . | . | . | . | 0 | . | . | . | . | 0 | . | . | . | . | 0 | . | . | . | . | 0 | . | . | . | . | 0 | . | . | . | . | 0 | . | . | . | . | 0 | . | . | . | . | 0 | . | . | . | . | 0 | . | . | . | . | 0 | . | . | . | . | 0 | . | . | . | . | 0 | . | . | . | . | 0 | . | . | . | . | 0 | . | . | . | . | 0 | 88.687 | 57.075 | 18.264 | 0 | 164.026 | 11782 | 1258 | 229 | 0 | 13269 | 0 | 0 | 0 | 0 | 0
2024 | 4 | MN | 14232 | Otter Tail Power Co | Preliminary | AC | 0.736 | 2.03 | 0 | 0 | 2.766 | 62 | 40 | 0 | 0 | 102 | 0 | 0 | 0 | 0 | 0 | 0 | 0 | 0 | 0 | 0 | 68.292 | 39.459 | 0 | 0 | 107.751 | 0 | 0 | 0 | 0 | 0 | 0 | 0 | 0 | 0 | 0 | 0 | 0 | 0 | 0 | 0 | 0 | 0 | 0 | 0 | 0 | 0 | 0 | 0 | 0 | 0 | 0 | 0 | 0 | 0 | 0 | 0.002 | 0.199 | 0 | 0 | 0.201 | 1 | 8 | 0 | 0 | 9 | 0 | 3.6 | 0 | 0 | 3.6 | 0 | 0.035 | 0 | 0 | 0.035 | 0 | 1 | 0 | 0 | 1 | 0 | 0 | 0 | 0 | 0 | 0.738 | 2.264 | NM | 0 | 3.002 | 63 | 49 | 0 | 0 | 112 | 68.292 | 43.059 | 0 | 0 | 111.351
2024 | 4 | MN | 16181 | Rochester Public Utilities | Preliminary | AC | 4.146 | 0.823 | 0 | 0 | 4.969 | 526 | 26 | 0 | 0 | 552 | 0.286 | 0 | 0 | 0 | 0.286 | 208 | 0 | 0 | 0 | 208 | 382.47 | 27.83 | 0 | 0 | 410.3 | 0.037 | 0 | 0 | 0 | 0.037 | 7 | 0 | 0 | 0 | 7 | 0.075 | 0 | 0 | 0 | 0.075 | 0 | 0 | 0 | 0 | 0 | 0 | 0 | 0 | 0 | 0 | 0 | 0 | 0 | 0 | 0 | 0.003 | 0 | 0 | 0 | 0.003 | 1 | 0 | 0 | 0 | 1 | 0 | 0 | 0 | 0 | 0 | 0 | 0 | 0 | 0 | 0 | 0 | 0 | 0 | 0 | 0 | 0 | 0 | 0 | 0 | 0 | 4.435 | 0.823 | NM | 0 | 5.258 | 735 | 26 | 0 | 0 | 761 | 382.47 | 27.83 | 0 | 0 | 410.3
2024 | 4 | MN | 17267 | Sioux Valley SW Elec Coop | Preliminary | DC | 0.489 | 0.068 | . | . | 0.557 | 22 | 3 | . | . | 25 | . | . | . | . | 0 | . | . | . | . | 0 | 53.639 | 6.933 | . | . | 60.572 | . | . | . | . | 0 | . | . | . | . | 0 | . | . | . | . | 0 | . | . | . | . | 0 | . | . | . | . | 0 | . | . | . | . | 0 | 0.025 | 0 | . | . | 0.025 | 1 | 0 | . | . | 1 | 2.9 | 0 | . | . | 2.9 | . | . | . | . | 0 | . | . | . | . | 0 | . | . | . | . | 0 | 0.514 | 0.068 | NM | 0 | 0.582 | 23 | 3 | 0 | 0 | 26 | 56.539 | 6.933 | 0 | 0 | 63.472
2024 | 4 | MN | 20996 | Wright-Hennepin Coop Elec Assn | Preliminary | AC | 3.69 | 0.556 | . | . | 4.246 | 291 | 18 | . | . | 309 | 0.075 | . | . | . | 0.075 | 40 | . | . | . | 40 | 210.632 | 12.783 | . | . | 223.415 | . | . | . | . | 0 | . | . | . | . | 0 | . | . | . | . | 0 | . | . | . | . | 0 | . | . | . | . | 0 | . | . | . | . | 0 | 0.08 | . | . | . | 0.08 | 5 | . | . | . | 5 | 2.79 | . | . | . | 2.79 | . | . | . | . | 0 | . | . | . | . | 0 | . | . | . | . | 0 | 3.845 | 0.556 | NM | 0 | 4.401 | 336 | 18 | 0 | 0 | 354 | 213.422 | 12.783 | 0 | 0 | 226.205
2024 | 4 | MN | 25177 | Dakota Electric Association | Preliminary | AC | 13.856 | 0.773 | 0 | 0 | 14.629 | 1398 | 23 | 0 | 0 | 1421 | . | . | . | . | 0 | . | . | . | . | 0 | . | . | . | . | 0 | . | . | . | . | 0 | . | . | . | . | 0 | . | . | . | . | 0 | . | . | . | . | 0 | . | . | . | . | 0 | . | . | . | . | 0 | 0.11 | 0.095 | 0 | 0 | 0.205 | 6 | 4 | 0 | 0 | 10 | . | . | . | . | 0 | . | . | . | . | 0 | . | . | . | . | 0 | . | . | . | . | 0 | 13.966 | 0.868 | NM | 0 | 14.834 | 1404 | 27 | 0 | 0 | 1431 | 0 | 0 | 0 | 0 | 0
2024 | 4 | MN | 99999 | Adjustment 2024 | Preliminary |  | 35.271 | 4.202 | -2.866 | . | 36.607 | . | . | . | . | . | . | . | . | . | 0 | . | . | . | . | . | . | . | . | . | . | . | . | . | . | 0 | . | . | . | . | . | . | . | . | . | . | . | . | . | . | 0 | . | . | . | . | . | . | . | . | . | . | . | . | . | . | . | . | . | . | . | . | . | . | . | . | . | . | . | . | . | . | . | . | . | . | . | . | . | . | . | . | 35.271 | 4.202 | -2.866 | . | 36.607 | . | . | . | . | . | . | . | . | . | .
2024 | 4 | MO | 4675 | Cuivre River Electric Coop Inc | Preliminary | AC | 2.105 | 0.008 | . | . | 2.113 | 241 | 1 | . | . | 242 | . | . | . | . | 0 | . | . | . | . | 0 | 192.365 | . | . | . | 0 | . | . | . | . | 0 | . | . | . | . | 0 | . | . | . | . | 0 | . | . | . | . | 0 | . | . | . | . | 0 | . | . | . | . | 0 | . | . | . | . | 0 | . | . | . | . | 0 | . | . | . | . | 0 | . | . | . | . | 0 | . | . | . | . | 0 | . | . | . | . | 0 | 2.105 | 0.008 | NM | 0 | 2.113 | 241 | 1 | 0 | 0 | 242 | 192.365 | 0 | 0 | 0 | 192.365
2024 | 4 | MO | 5860 | Empire District Electric Co | Preliminary | AC | 57.976 | 37.908 | 0.759 | . | 96.643 | 4412 | 477 | 8 | . | 4897 | . | . | . | . | 0 | . | . | . | . | 0 | 1088.306 | 201.453 | 0 | . | 1289.759 | . | . | . | . | 0 | . | . | . | . | 0 | . | . | . | . | 0 | . | . | . | . | 0 | . | . | . | . | 0 | . | . | . | . | 0 | 0.013 | . | . | . | 0.013 | 2 | . | . | . | 2 | . | . | . | . | 0 | . | . | . | . | 0 | . | . | . | . | 0 | . | . | . | . | 0 | 57.989 | 37.908 | 0.759 | 0 | 96.656 | 4414 | 477 | 8 | 0 | 4899 | 1088.306 | 201.453 | 0 | 0 | 1289.759
2024 | 4 | MO | 9231 | City of Independence - (MO) | Preliminary | AC | 4.935 | 0.211 | 0 | 0 | 5.146 | 655 | 28 | 0 | 0 | 683 | . | . | . | . | 0 | . | . | . | . | 0 | . | . | . | . | 0 | . | . | . | . | 0 | . | . | . | . | 0 | . | . | . | . | 0 | . | . | . | . | 0 | . | . | . | . | 0 | . | . | . | . | 0 | . | 0.002 | . | . | 0.002 | . | 1 | . | . | 1 | . | . | . | . | 0 | . | . | . | . | 0 | . | . | . | . | 0 | . | . | . | . | 0 | 4.935 | 0.213 | NM | 0 | 5.148 | 655 | 29 | 0 | 0 | 684 | 0 | 0 | 0 | 0 | 0
2024 | 4 | MO | 10000 | Evergy Metro | Preliminary | AC | 28.437 | 20.892 | 1.527 | . | 50.856 | 3299 | 833 | 53 | . | 4185 | 1.362 | 0.033 | . | . | 1.395 | 486 | 2 | . | . | 488 | . | . | . | . | 0 | 0.185 | . | . | . | 0.185 | 19 | . | . | . | 19 | . | . | . | . | 0 | . | . | . | . | 0 | . | . | . | . | 0 | . | . | . | . | 0 | 0.011 | . | 0.05 | . | 0.061 | 4 | . | 1 | . | 5 | 0.042 | . | 0 | . | 0.042 | . | . | . | . | 0 | . | . | . | . | 0 | . | . | . | . | 0 | 29.81 | 20.925 | 1.577 | 0 | 52.312 | 3789 | 835 | 54 | 0 | 4678 | 0.042 | 0 | 0 | 0 | 0.042
2024 | 4 | MO | 12698 | Evergy Missouri West | Preliminary | AC | 51.096 | 24.174 | 0.891 | . | 76.161 | 4674 | 864 | 21 | . | 5559 | 0.843 | 0.046 | . | . | 0.889 | 254 | 5 | . | . | 259 | 3719.141 | 956.198 | 27.656 | . | 4702.995 | 0.085 | . | . | . | 0.085 | 10 | . | . | . | 10 | . | . | . | . | 0 | . | . | . | . | 0 | . | . | . | . | 0 | . | . | . | . | 0 | 0.023 | 0.006 | . | . | 0.029 | 10 | 2 | . | . | 12 | 2.571 | 0 | . | . | 2.571 | . | . | . | . | 0 | . | . | . | . | 0 | . | . | . | . | 0 | 51.962 | 24.226 | 0.891 | 0 | 77.079 | 4938 | 871 | 21 | 0 | 5830 | 3721.712 | 956.198 | 27.656 | 0 | 4705.566
2024 | 4 | MO | 17833 | City Utilities of Springfield - (MO) | Preliminary | AC | 4.998 | 2.858 | . | . | 7.856 | 659 | 64 | . | . | 723 | . | . | . | . | 0 | . | . | . | . | 0 | 116.335 | 66.189 | . | . | 182.524 | . | . | . | . | 0 | . | . | . | . | 0 | . | . | . | . | 0 | . | . | . | . | 0 | . | . | . | . | 0 | . | . | . | . | 0 | . | . | . | . | 0 | . | . | . | . | 0 | . | . | . | . | 0 | . | . | . | . | 0 | . | . | . | . | 0 | . | . | . | . | 0 | 4.998 | 2.858 | NM | 0 | 7.856 | 659 | 64 | 0 | 0 | 723 | 116.335 | 66.189 | 0 | 0 | 182.524
2024 | 4 | MO | 19436 | Union Electric Co - (MO) | Preliminary | AC | 69.575 | 50.758 | 3.328 | . | 123.661 | 7400 | 1839 | 110 | . | 9349 | . | . | . | . | 0 | . | . | . | . | 0 | . | . | . | . | 0 | . | . | . | . | 0 | . | . | . | . | 0 | . | . | . | . | 0 | . | . | . | . | 0 | . | . | . | . | 0 | . | . | . | . | 0 | 0.048 | 0.018 | . | . | 0.066 | 18 | 7 | . | . | 25 | . | . | . | . | 0 | . | . | . | . | 0 | . | . | . | . | 0 | . | . | . | . | 0 | 69.623 | 50.776 | 3.328 | 0 | 123.727 | 7418 | 1846 | 110 | 0 | 9374 | 0 | 0 | 0 | 0 | 0
2024 | 4 | MO | 99999 | Adjustment 2024 | Preliminary |  | 74.797 | 7.217 | 1.329 | . | 83.343 | . | . | . | . | . | . | . | . | . | . | . | . | . | . | . | . | . | . | . | . | . | . | . | . | . | . | . | . | . | . | . | . | . | . | . | . | . | . | . | . | . | . | . | . | . | . | . | . | . | . | . | . | . | . | . | . | . | . | . | . | . | . | . | . | . | . | . | . | . | . | . | . | . | . | . | . | . | . | . | . | 74.797 | 7.217 | 1.329 | . | 83.343 | . | . | . | . | . | . | . | . | . | .
2024 | 4 | MS | 3841 | Coast Electric Power Assn - (MS) | Preliminary | AC | 2.626 | 0.092 | . | . | 2.718 | 375 | 1 | . | . | 376 | . | . | . | . | 0 | . | . | . | . | 0 | 96.019 | 0 | . | . | 96.019 | . | . | . | . | 0 | . | . | . | . | 0 | . | . | . | . | 0 | . | . | . | . | 0 | . | . | . | . | 0 | . | . | . | . | 0 | . | . | . | . | 0 | . | . | . | . | 0 | . | . | . | . | 0 | . | . | . | . | 0 | . | . | . | . | 0 | . | . | . | . | 0 | 2.626 | 0.092 | NM | 0 | 2.718 | 375 | 1 | 0 | 0 | 376 | 96.019 | 0 | 0 | 0 | 96.019
2024 | 4 | MS | 12685 | Entergy Mississippi LLC | Preliminary | DC | 1.144 | 0.421 | 0.02 | . | 1.585 | 286 | 22 | 2 | . | 310 | . | . | . | . | 0 | . | . | . | . | 0 | . | . | . | . | 0 | . | . | . | . | 0 | . | . | . | . | 0 | . | . | . | . | 0 | . | . | . | . | 0 | . | . | . | . | 0 | . | . | . | . | 0 | 0.011 | 0 | 0 | . | 0.011 | 1 | 0 | 0 | . | 1 | . | . | . | . | 0 | 0 | 0 | 0 | . | 0 | 0 | 0 | 0 | . | 0 | . | . | . | . | 0 | 1.155 | 0.421 | 0.02 | 0 | 1.596 | 287 | 22 | 2 | 0 | 311 | 0 | 0 | 0 | 0 | 0
2024 | 4 | MS | 12686 | Mississippi Power Co | Preliminary | DC | 4.592 | 2.112 | . | . | 6.704 | 464 | 37 | . | . | 501 | . | . | . | . | 0 | . | . | . | . | 0 | . | . | . | . | 0 | . | . | . | . | 0 | . | . | . | . | 0 | . | . | . | . | 0 | . | . | . | . | 0 | . | . | . | . | 0 | . | . | . | . | 0 | . | . | . | . | 0 | . | . | . | . | 0 | . | . | . | . | 0 | . | . | . | . | 0 | . | . | . | . | 0 | . | . | . | . | 0 | 4.592 | 2.112 | NM | 0 | 6.704 | 464 | 37 | 0 | 0 | 501 | 0 | 0 | 0 | 0 | 0
2024 | 4 | MS | 17647 | Southern Pine Electric Cooperative | Preliminary | AC | 0.479 | 0.775 | . | . | 1.254 | 51 | 11 | . | . | 62 | . | . | . | . | 0 | . | . | . | . | 0 | 26.696 | 42.044 | . | . | 68.74 | 0.096 | . | . | . | 0.096 | 11 | . | . | . | 11 | . | . | . | . | 0 | . | . | . | . | 0 | . | . | . | . | 0 | . | . | . | . | 0 | . | . | . | . | 0 | . | . | . | . | 0 | . | . | . | . | 0 | . | 0.065 | . | . | 0.065 | . | 1 | . | . | 1 | . | . | . | . | 0 | 0.479 | 0.84 | NM | 0 | 1.319 | 51 | 12 | 0 | 0 | 63 | 26.696 | 42.044 | 0 | 0 | 68.74
2024 | 4 | MS | 99999 | Adjustment 2024 | Preliminary |  | 1.08 | 0.864 | NM | . | 2.119 | . | . | . | . | . | . | . | . | . | 0 | . | . | . | . | . | . | . | . | . | . | . | . | . | . | 0 | . | . | . | . | . | . | . | . | . | . | . | . | . | . | 0 | . | . | . | . | . | . | . | . | . | . | . | . | . | . | . | . | . | . | . | . | . | . | . | . | . | . | . | . | . | . | . | . | . | . | . | . | . | . | . | . | 1.08 | 0.864 | NM | . | 2.119 | . | . | . | . | . | . | . | . | . | .
2024 | 4 | MT | 6395 | Flathead Electric Coop Inc | Preliminary | DC | 2.116 | 0.518 | . | . | 2.634 | 180 | 31 | . | . | 211 | 0.143 | . | . | . | 0.143 | 350 | . | . | . | 350 | . | . | . | . | 0 | 0.549 | 0.027 | . | . | 0.576 | 16 | 2 | . | . | 18 | 0.734 | 0.027 | . | . | 0.761 | . | . | . | . | 0 | . | . | . | . | 0 | . | . | . | . | 0 | 0.005 | . | . | . | 0.005 | 4 | . | . | . | 4 | . | . | . | . | 0 | . | . | . | . | 0 | . | . | . | . | 0 | . | . | . | . | 0 | 2.264 | 0.518 | NM | 0 | 2.782 | 534 | 31 | 0 | 0 | 565 | 0 | 0 | 0 | 0 | 0
2024 | 4 | MT | 12199 | Montana-Dakota Utilities Co | Preliminary | AC | 0.122 | 0.074 | . | . | 0.196 | 15 | 4 | . | . | 19 | . | . | . | . | 0 | . | . | . | . | 0 | . | . | . | . | 0 | . | . | . | . | 0 | . | . | . | . | 0 | . | . | . | . | 0 | . | . | . | . | 0 | . | . | . | . | 0 | . | . | . | . | 0 | 0.002 | 0.005 | . | . | 0.007 | 3 | 2 | . | . | 5 | . | . | . | . | 0 | . | . | . | . | 0 | . | . | . | . | 0 | . | . | . | . | 0 | 0.124 | 0.079 | NM | 0 | 0.203 | 18 | 6 | 0 | 0 | 24 | 0 | 0 | 0 | 0 | 0
2024 | 4 | MT | 12692 | Missoula Electric Coop, Inc | Preliminary | AC | 0.997 | 0.127 | . | . | 1.124 | 132 | 7 | . | . | 139 | 0.109 | 0.046 | . | . | 0.155 | 142 | 10 | . | . | 152 | . | . | . | . | 0 | . | . | . | . | 0 | . | . | . | . | 0 | . | . | . | . | 0 | . | . | . | . | 0 | . | . | . | . | 0 | . | . | . | . | 0 | 0.002 | . | . | . | 0.002 | 1 | . | . | . | 1 | . | . | . | . | 0 | 0.001 | . | . | . | 0.001 | 1 | . | . | . | 1 | . | . | . | . | 0 | 1.109 | 0.173 | NM | 0 | 1.282 | 276 | 17 | 0 | 0 | 293 | 0 | 0 | 0 | 0 | 0
2024 | 4 | MT | 12825 | NorthWestern Energy LLC - (MT) | Preliminary | AC | 43.659 | 10.749 | 0 | 0 | 54.408 | 6153 | 681 | 0 | 0 | 6834 | 0 | 0 | 0 | 0 | 0 | 0 | 0 | 0 | 0 | 0 | 0 | 0 | 0 | 0 | 0 | 0 | 0 | 0 | 0 | 0 | 0 | 0 | 0 | 0 | 0 | 0 | 0 | 0 | 0 | 0 | 0 | 0 | 0 | 0 | 0 | 0 | 0 | 0 | 0 | 0 | 0 | 0 | 0 | 0 | 0 | 0.411 | 0.513 | 0 | 0 | 0.924 | 76 | 35 | 0 | 0 | 111 | 0 | 0 | 0 | 0 | 0 | 0.018 | 0.07 | 0 | 0 | 0.088 | 3 | 2 | 0 | 0 | 5 | 0 | 0 | 0 | 0 | 0 | 44.088 | 11.332 | NM | 0 | 55.42 | 6232 | 718 | 0 | 0 | 6950 | 0 | 0 | 0 | 0 | 0
2024 | 4 | MT | 19603 | USBIA-Mission Valley Power | Preliminary | AC | 0.468 | . | . | . | 0.468 | 70 | . | . | . | 70 | . | . | . | . | 0 | . | . | . | . | 0 | . | . | . | . | 0 | . | . | . | . | 0 | . | . | . | . | 0 | . | . | . | . | 0 | . | . | . | . | 0 | . | . | . | . | 0 | . | . | . | . | 0 | . | . | . | . | 0 | . | . | . | . | 0 | . | . | . | . | 0 | . | . | . | . | 0 | . | . | . | . | 0 | . | . | . | . | 0 | 0.468 | NM | NM | 0 | 0.468 | 70 | 0 | 0 | 0 | 70 | 0 | 0 | 0 | 0 | 0
2024 | 4 | MT | 20997 | Yellowstone Valley Elec Co-op | Preliminary | AC | 2.88 | . | . | . | 2.88 | 333 | . | . | . | 333 | . | . | . | . | 0 | . | . | . | . | 0 | . | . | . | . | 0 | . | . | . | . | 0 | . | . | . | . | 0 | . | . | . | . | 0 | . | . | . | . | 0 | . | . | . | . | 0 | . | . | . | . | 0 | 0.019 | . | . | . | 0.019 | 3 | . | . | . | 3 | . | . | . | . | 0 | . | . | . | . | 0 | . | . | . | . | 0 | . | . | . | . | 0 | 2.899 | NM | NM | 0 | 2.899 | 336 | 0 | 0 | 0 | 336 | 0 | 0 | 0 | 0 | 0
2024 | 4 | MT | 99999 | Adjustment 2024 | Preliminary |  | 1.827 | 0.041 | . | . | 1.868 | . | . | . | . | . | -0.025 | . | . | . | -0.025 | . | . | . | . | . | . | . | . | . | . | -0.096 | -0.005 | . | . | -0.1 | . | . | . | . | . | . | . | . | . | . | . | . | . | . | 0 | . | . | . | . | . | . | . | . | . | . | . | . | . | . | . | . | . | . | . | . | . | . | . | . | . | . | . | . | . | . | . | . | . | . | . | . | . | . | . | . | 1.802 | 0.041 | . | . | 1.843 | . | . | . | . | . | . | . | . | . | .
2024 | 4 | NC | 3046 | Duke Energy Progress - (NC) | Preliminary | AC | 162.932 | 27.849 | 5.118 | 0 | 195.899 | 22296 | 675 | 19 | 0 | 22990 | . | . | . | . | 0 | . | . | . | . | 0 | . | . | . | . | 0 | . | . | . | . | 0 | . | . | . | . | 0 | . | . | . | . | 0 | . | . | . | . | 0 | . | . | . | . | 0 | . | . | . | . | 0 | 0.002 | 0.01 | 0 | 0 | 0.012 | 1 | 1 | 0 | 0 | 2 | . | . | . | . | 0 | . | . | . | . | 0 | . | . | . | . | 0 | . | . | . | . | 0 | 162.934 | 27.859 | 5.118 | 0 | 195.911 | 22297 | 676 | 19 | 0 | 22992 | 0 | 0 | 0 | 0 | 0
2024 | 4 | NC | 5416 | Duke Energy Carolinas, LLC | Preliminary | AC | 154.872 | 42.079 | 6.702 | . | 203.653 | 23000 | 900 | 36 | . | 23936 | . | . | . | . | 0 | . | . | . | . | 0 | . | . | . | . | 0 | . | . | . | . | 0 | . | . | . | . | 0 | . | . | . | . | 0 | . | . | . | . | 0 | . | . | . | . | 0 | . | . | . | . | 0 | 0.007 | 0.002 | 0 | . | 0.009 | 5 | 1 | 0 | . | 6 | . | . | . | . | 0 | 0.006 | 0.4 | . | . | 0.406 | 1 | 1 | . | . | 2 | . | . | . | . | 0 | 154.885 | 42.481 | 6.702 | 0 | 204.068 | 23006 | 902 | 36 | 0 | 23944 | 0 | 0 | 0 | 0 | 0
2024 | 4 | NC | 6235 | Fayetteville Public Works Commission | Preliminary | AC | 1.733 | . | . | . | 1.733 | 284 | . | . | . | 284 | . | . | . | . | 0 | . | . | . | . | 0 | . | . | . | . | 0 | . | . | . | . | 0 | . | . | . | . | 0 | . | . | . | . | 0 | . | . | . | . | 0 | . | . | . | . | 0 | . | . | . | . | 0 | . | . | . | . | 0 | . | . | . | . | 0 | . | . | . | . | 0 | . | . | . | . | 0 | . | . | . | . | 0 | . | . | . | . | 0 | 1.733 | NM | NM | 0 | 1.733 | 284 | 0 | 0 | 0 | 284 | 0 | 0 | 0 | 0 | 0
2024 | 4 | NC | 9837 | Jones-Onslow Elec Member Corp | Preliminary | AC | 3.821 | . | . | . | 3.821 | 506 | . | . | . | 506 | . | . | . | . | 0 | . | . | . | . | 0 | 252.865 | . | . | . | 0 | . | . | . | . | 0 | . | . | . | . | 0 | . | . | . | . | 0 | . | . | . | . | 0 | . | . | . | . | 0 | . | . | . | . | 0 | . | . | . | . | 0 | . | . | . | . | 0 | . | . | . | . | 0 | . | . | . | . | 0 | . | . | . | . | 0 | . | . | . | . | 0 | 3.821 | NM | NM | 0 | 3.821 | 506 | 0 | 0 | 0 | 506 | 252.865 | 0 | 0 | 0 | 252.865
2024 | 4 | NC | 16496 | Rutherford Elec Member Corp | Preliminary | AC | 2.598 | 0.055 | 0.2 | . | 2.853 | 361 | 2 | 1 | . | 364 | . | . | . | . | 0 | . | . | . | . | 0 | 171.775 | 2.091 | . | . | 173.866 | . | . | . | . | 0 | . | . | . | . | 0 | . | . | . | . | 0 | . | . | . | . | 0 | . | . | . | . | 0 | . | . | . | . | 0 | . | . | . | . | 0 | . | . | . | . | 0 | . | . | . | . | 0 | . | . | . | . | 0 | . | . | . | . | 0 | . | . | . | . | 0 | 2.598 | 0.055 | 0.2 | 0 | 2.853 | 361 | 2 | 1 | 0 | 364 | 171.775 | 2.091 | 0 | 0 | 173.866
2024 | 4 | NC | 19876 | Virginia Electric & Power Co | Preliminary | AC | 4.725 | 0.981 | . | . | 5.706 | 643 | 27 | . | . | 670 | . | . | . | . | 0 | . | . | . | . | 0 | . | . | . | . | 0 | . | . | . | . | 0 | . | . | . | . | 0 | . | . | . | . | 0 | . | . | . | . | 0 | . | . | . | . | 0 | . | . | . | . | 0 | 0.046 | 0.046 | . | . | 0.092 | 112 | 15 | . | . | 127 | . | . | . | . | 0 | . | . | . | . | 0 | . | . | . | . | 0 | . | . | . | . | 0 | 4.771 | 1.027 | NM | 0 | 5.798 | 755 | 42 | 0 | 0 | 797 | 0 | 0 | 0 | 0 | 0
2024 | 4 | NC | 24889 | Brunswick Electric Member Corp | Preliminary | AC | 6.416 | . | . | . | 6.416 | 802 | . | . | . | 802 | 0.23 | . | . | . | 0.23 | 146 | . | . | . | 146 | . | . | . | . | 0 | . | . | . | . | 0 | . | . | . | . | 0 | . | . | . | . | 0 | . | . | . | . | 0 | . | . | . | . | 0 | . | . | . | . | 0 | . | . | . | . | 0 | . | . | . | . | 0 | . | . | . | . | 0 | . | . | . | . | 0 | . | . | . | . | 0 | . | . | . | . | 0 | 6.646 | NM | NM | 0 | 6.646 | 948 | 0 | 0 | 0 | 948 | 0 | 0 | 0 | 0 | 0
2024 | 4 | NC | 99999 | Adjustment 2024 | Preliminary |  | 36.509 | 4.373 | . | . | 40.882 | . | . | . | . | . | . | . | . | . | . | . | . | . | . | . | . | . | . | . | . | . | . | . | . | . | . | . | . | . | . | . | . | . | . | . | . | . | . | . | . | . | . | . | . | . | . | . | . | . | . | . | . | . | . | . | . | . | . | . | . | . | . | . | . | . | . | . | . | . | . | . | . | . | . | . | . | . | . | . | . | 36.509 | 4.373 | . | . | 40.882 | . | . | . | . | . | . | . | . | . | .
2024 | 4 | ND | 12090 | McLean Electric Coop, Inc | Preliminary | AC | 0.08 | . | . | . | 0.08 | 7 | . | . | . | 7 | . | . | . | . | 0 | . | . | . | . | 0 | 3.03 | . | . | . | 3.03 | . | . | . | . | 0 | . | . | . | . | 0 | . | . | . | . | 0 | . | . | . | . | 0 | . | . | . | . | 0 | . | . | . | . | 0 | . | . | . | . | 0 | . | . | . | . | 0 | . | . | . | . | 0 | . | . | . | . | 0 | . | . | . | . | 0 | . | . | . | . | 0 | 0.08 | NM | NM | 0 | 0.08 | 7 | 0 | 0 | 0 | 7 | 3.03 | 0 | 0 | 0 | 3.03
2024 | 4 | ND | 12301 | Nodak Electric Coop Inc | Preliminary | AC | 0.092 | . | . | . | 0.092 | 12 | . | . | . | 12 | . | . | . | . | 0 | . | . | . | . | 0 | 1.993 | . | . | . | 1.993 | . | . | . | . | 0 | . | . | . | . | 0 | . | . | . | . | 0 | . | . | . | . | 0 | . | . | . | . | 0 | . | . | . | . | 0 | 0.086 | . | 0.06 | . | 0.146 | 5 | . | 2 | . | 7 | 0.498 | . | 0 | . | 0.498 | . | . | . | . | 0 | . | . | . | . | 0 | . | . | . | . | 0 | 0.178 | NM | 0.06 | 0 | 0.238 | 17 | 0 | 2 | 0 | 19 | 2.491 | 0 | 0 | 0 | 2.491
2024 | 4 | ND | 14232 | Otter Tail Power Co | Preliminary | AC | 0.009 | 0.164 | 0 | 0 | 0.173 | 1 | 6 | 0 | 0 | 7 | 0 | 0 | 0 | 0 | 0 | 0 | 0 | 0 | 0 | 0 | 0.665 | 9.476 | 0 | 0 | 10.141 | 0 | 0 | 0 | 0 | 0 | 0 | 0 | 0 | 0 | 0 | 0 | 0 | 0 | 0 | 0 | 0 | 0 | 0 | 0 | 0 | 0 | 0 | 0 | 0 | 0 | 0 | 0 | 0 | 0 | 0 | 0.012 | 0.03 | 0 | 0 | 0.042 | 1 | 1 | 0 | 0 | 2 | 0 | 0 | 0 | 0 | 0 | 0 | 0 | 0 | 0 | 0 | 0 | 0 | 0 | 0 | 0 | 0 | 0 | 0 | 0 | 0 | 0.021 | 0.194 | NM | 0 | 0.215 | 2 | 7 | 0 | 0 | 9 | 0.665 | 9.476 | 0 | 0 | 10.141
2024 | 4 | ND | 19790 | Verendrye Electric Coop Inc | Preliminary | AC | 0.064 | . | . | . | 0.064 | 7 | . | . | . | 7 | . | . | . | . | 0 | . | . | . | . | 0 | 7.68 | . | . | . | 7.68 | . | . | . | . | 0 | . | . | . | . | 0 | . | . | . | . | 0 | . | . | . | . | 0 | . | . | . | . | 0 | . | . | . | . | 0 | 0.004 | . | . | . | 0.004 | 1 | . | . | . | 1 | 0.137 | . | . | . | 0.137 | . | . | . | . | 0 | . | . | . | . | 0 | . | . | . | . | 0 | 0.068 | NM | NM | 0 | 0.068 | 8 | 0 | 0 | 0 | 8 | 7.817 | 0 | 0 | 0 | 7.817
2024 | 4 | ND | 20413 | Mountrail-Williams Elec Coop | Preliminary | AC | 0.152 | 0.083 | . | . | 0.235 | 6 | 2 | . | . | 8 | . | . | . | . | 0 | . | . | . | . | 0 | 13 | 11 | . | . | 24 | . | . | . | . | 0 | . | . | . | . | 0 | . | . | . | . | 0 | . | . | . | . | 0 | . | . | . | . | 0 | . | . | . | . | 0 | . | 0.002 | . | . | 0.002 | . | 1 | . | . | 1 | . | . | . | . | 0 | . | . | . | . | 0 | . | . | . | . | 0 | . | . | . | . | 0 | 0.152 | 0.085 | NM | 0 | 0.237 | 6 | 3 | 0 | 0 | 9 | 13 | 11 | 0 | 0 | 24
2024 | 4 | ND | 24949 | Cass County Elec Coop Inc | Preliminary | DC | 0.396 | . | . | . | 0.396 | 33 | . | . | . | 33 | 0.101 | . | . | . | 0.101 | 151 | . | . | . | 151 | 0.939 | . | . | . | 0.939 | . | . | . | . | 0 | . | . | . | . | 0 | . | . | . | . | 0 | . | . | . | . | 0 | . | . | . | . | 0 | . | . | . | . | 0 | 0.157 | . | . | . | 0.157 | 14 | . | . | . | 14 | 0.816 | . | . | . | 0.816 | . | . | . | . | 0 | . | . | . | . | 0 | . | . | . | . | 0 | 0.654 | NM | NM | 0 | 0.654 | 198 | 0 | 0 | 0 | 198 | 1.755 | 0 | 0 | 0 | 1.755
2024 | 4 | ND | 99999 | Adjustment 2024 | Preliminary |  | -0.069 | NM | . | . | NM | . | . | . | . | . | -0.018 | . | . | . | -0.018 | . | . | . | . | . | . | . | . | . | . | . | . | . | . | 0 | . | . | . | . | . | . | . | . | . | . | . | . | . | . | 0 | . | . | . | . | . | . | . | . | . | . | . | . | . | . | . | . | . | . | . | . | . | . | . | . | . | . | . | . | . | . | . | . | . | . | . | . | . | . | . | . | -0.087 | NM | . | . | NM | . | . | . | . | . | . | . | . | . | .
2024 | 4 | NE | 4373 | Cornhusker Public Power Dist | Preliminary | AC | 0.849 | . | . | . | 0.849 | 38 | . | . | . | 38 | . | . | . | . | 0 | . | . | . | . | 0 | . | . | . | . | 0 | . | . | . | . | 0 | . | . | . | . | 0 | . | . | . | . | 0 | . | . | . | . | 0 | . | . | . | . | 0 | . | . | . | . | 0 | . | . | . | . | 0 | . | . | . | . | 0 | . | . | . | . | 0 | . | . | . | . | 0 | . | . | . | . | 0 | . | . | . | . | 0 | 0.849 | NM | NM | 0 | 0.849 | 38 | 0 | 0 | 0 | 38 | 0 | 0 | 0 | 0 | 0
2024 | 4 | NE | 4911 | Dawson Power District | Preliminary | AC | 0.632 | 0.287 | . | . | 0.919 | 54 | 7 | . | . | 61 | . | . | . | . | 0 | . | . | . | . | 0 | . | . | . | . | 0 | 0.117 | . | . | . | 0.117 | 7 | . | . | . | 7 | 0.212 | . | . | . | 0.212 | . | . | . | . | 0 | . | . | . | . | 0 | . | . | . | . | 0 | . | 0.002 | . | . | 0.002 | . | 1 | . | . | 1 | . | . | . | . | 0 | . | . | . | . | 0 | . | . | . | . | 0 | . | . | . | . | 0 | 0.632 | 0.289 | NM | 0 | 0.921 | 54 | 8 | 0 | 0 | 62 | 0 | 0 | 0 | 0 | 0
2024 | 4 | NE | 6779 | City of Fremont - (NE) | Preliminary | AC | 0.054 | 0.025 | . | . | 0.079 | 9 | 1 | . | . | 10 | 1.162 | 0.286 | . | . | 1.448 | 267 | 12 | . | . | 279 | . | . | . | . | 0 | . | . | . | . | 0 | . | . | . | . | 0 | . | . | . | . | 0 | . | . | . | . | 0 | . | . | . | . | 0 | . | . | . | . | 0 | . | . | . | . | 0 | . | . | . | . | 0 | . | . | . | . | 0 | . | . | . | . | 0 | . | . | . | . | 0 | . | . | . | . | 0 | 1.216 | 0.311 | NM | 0 | 1.527 | 276 | 13 | 0 | 0 | 289 | 0 | 0 | 0 | 0 | 0
2024 | 4 | NE | 11018 | Lincoln Electric System | Preliminary | AC | 2.881 | 0.663 | 0.005 | 0 | 3.549 | 398 | 37 | 1 | 0 | 436 | 3.361 | 0.239 | 0 | 0 | 3.6 | 591 | 42 | 0 | 0 | 633 | . | . | . | . | 0 | . | . | . | . | 0 | . | . | . | . | 0 | . | . | . | . | 0 | . | . | . | . | 0 | . | . | . | . | 0 | . | . | . | . | 0 | . | 0.002 | . | . | 0.002 | . | 1 | . | . | 1 | . | . | . | . | 0 | . | . | . | . | 0 | . | . | . | . | 0 | . | . | . | . | 0 | 6.242 | 0.904 | 0.005 | 0 | 7.151 | 989 | 80 | 1 | 0 | 1070 | 0 | 0 | 0 | 0 | 0
2024 | 4 | NE | 11251 | Loup River Public Power Dist | Preliminary | AC | . | . | 0.729 | . | 0.729 | . | . | 45 | . | 45 | . | . | . | . | 0 | . | . | . | . | 0 | . | . | 63.52 | . | 63.52 | . | . | . | . | 0 | . | . | . | . | 0 | . | . | . | . | 0 | . | . | . | . | 0 | . | . | . | . | 0 | . | . | . | . | 0 | . | . | . | . | 0 | . | . | . | . | 0 | . | . | . | . | 0 | . | . | . | . | 0 | . | . | . | . | 0 | . | . | . | . | 0 | NM | NM | 0.729 | 0 | 0.729 | 0 | 0 | 45 | 0 | 45 | 0 | 0 | 63.52 | 0 | 63.52
2024 | 4 | NE | 12539 | Midwest Electric Member Corp - (NE) | Preliminary | AC | 0.291 | 0.058 | 0 | 0 | 0.349 | 26 | 4 | 0 | 0 | 30 | 0 | 0 | 0 | 0 | 0 | 0 | 0 | 0 | 0 | 0 | 28.274 | 3.757 | 0 | 0 | 32.031 | 0 | 0 | 0 | 0 | 0 | 0 | 0 | 0 | 0 | 0 | 0 | 0 | 0 | 0 | 0 | 0 | 0 | 0 | 0 | 0 | 0 | 0 | 0 | 0 | 0 | 0 | 0 | 0 | 0 | 0 | 0.036 | 0 | 0 | 0 | 0.036 | 2 | 0 | 0 | 0 | 2 | 0.78 | 0 | 0 | 0 | 0.78 | 0 | 0 | 0 | 0 | 0 | 0 | 0 | 0 | 0 | 0 | 0 | 0 | 0 | 0 | 0 | 0.327 | 0.058 | NM | 0 | 0.385 | 28 | 4 | 0 | 0 | 32 | 29.054 | 3.757 | 0 | 0 | 32.811
2024 | 4 | NE | 13337 | Nebraska Public Power District | Preliminary | AC | 1.461 | 0.977 | . | . | 2.438 | 190 | 60 | . | . | 250 | . | . | . | . | 0 | . | . | . | . | 0 | 46.568 | 26.243 | . | . | 72.811 | . | . | . | . | 0 | . | . | . | . | 0 | . | . | . | . | 0 | . | . | . | . | 0 | . | . | . | . | 0 | . | . | . | . | 0 | 0.025 | 0.046 | . | . | 0.071 | 4 | 14 | . | . | 18 | . | . | . | . | 0 | . | . | . | . | 0 | . | . | . | . | 0 | . | . | . | . | 0 | 1.486 | 1.023 | NM | 0 | 2.509 | 194 | 74 | 0 | 0 | 268 | 46.568 | 26.243 | 0 | 0 | 72.811
2024 | 4 | NE | 13664 | Norris Public Power District | Preliminary | DC | 1.81 | 0.317 | . | . | 2.127 | 155 | 8 | . | . | 163 | . | . | . | . | 0 | . | . | . | . | 0 | 175.84 | 22.487 | . | . | 198.327 | . | . | . | . | 0 | . | . | . | . | 0 | . | . | . | . | 0 | . | . | . | . | 0 | . | . | . | . | 0 | . | . | . | . | 0 | 0.136 | 0.056 | . | . | 0.192 | 17 | 5 | . | . | 22 | 9.554 | 0.048 | . | . | 9.602 | . | . | . | . | 0 | . | . | . | . | 0 | . | . | . | . | 0 | 1.946 | 0.373 | NM | 0 | 2.319 | 172 | 13 | 0 | 0 | 185 | 185.394 | 22.535 | 0 | 0 | 207.929
2024 | 4 | NE | 14127 | Omaha Public Power District | Preliminary | AC | 11.289 | 0.689 | . | . | 11.978 | 1560 | 42 | . | . | 1602 | . | . | . | . | 0 | . | . | . | . | 0 | 306.469 | 11.639 | . | . | 318.108 | . | . | . | . | 0 | . | . | . | . | 0 | . | . | . | . | 0 | . | . | . | . | 0 | . | . | . | . | 0 | . | . | . | . | 0 | 0.032 | 0.002 | . | . | 0.034 | 7 | 1 | . | . | 8 | 1.4 | 0 | . | . | 1.4 | . | . | . | . | 0 | . | . | . | . | 0 | . | . | . | . | 0 | 11.321 | 0.691 | NM | 0 | 12.012 | 1567 | 43 | 0 | 0 | 1610 | 307.869 | 11.639 | 0 | 0 | 319.508
2024 | 4 | NE | 17642 | Southern Public Power District | Preliminary | AC | 0.566 | 0.025 | 0 | 0 | 0.591 | 38 | 1 | 0 | 0 | 39 | 0 | 0 | 0 | 0 | 0 | 0 | 0 | 0 | 0 | 0 | 0 | 0 | 0 | . | 0 | 0 | 0 | 0 | 0 | 0 | 0 | 0 | 0 | 0 | 0 | 0 | 0 | 0 | 0 | 0 | 0 | 0 | 0 | 0 | 0 | 0 | 0 | 0 | 0 | 0 | 0 | 0 | 0 | 0 | 0 | 0.027 | 0 | 0 | 0 | 0.027 | 5 | 0 | 0 | 0 | 5 | 0 | 0 | 0 | 0 | 0 | 0 | 0 | 0 | 0 | 0 | 0 | 0 | 0 | 0 | 0 | 0 | 0 | 0 | . | 0 | 0.593 | 0.025 | NM | 0 | 0.618 | 43 | 1 | 0 | 0 | 44 | 0 | 0 | 0 | 0 | 0
2024 | 4 | NE | 27058 | High West Energy, Inc | Preliminary | AC | 0.012 | . | . | . | 0.012 | 6 | . | . | . | 6 | . | . | . | . | 0 | . | . | . | . | 0 | . | . | . | . | 0 | . | . | . | . | 0 | . | . | . | . | 0 | . | . | . | . | 0 | . | . | . | . | 0 | . | . | . | . | 0 | . | . | . | . | 0 | . | . | . | . | 0 | . | . | . | . | 0 | . | . | . | . | 0 | . | . | . | . | 0 | . | . | . | . | 0 | . | . | . | . | 0 | 0.012 | NM | NM | 0 | 0.012 | 6 | 0 | 0 | 0 | 6 | 0 | 0 | 0 | 0 | 0
2024 | 4 | NE | 40606 | City of Grand Island - (NE) | Preliminary | AC | 0.098 | 0 | 0.012 | 0 | 0.11 | 9 | 0 | 1 | 0 | 10 | . | . | . | . | 0 | . | . | . | . | 0 | . | . | . | . | 0 | . | . | . | . | 0 | . | . | . | . | 0 | . | . | . | . | 0 | . | . | . | . | 0 | . | . | . | . | 0 | . | . | . | . | 0 | . | . | . | . | 0 | . | . | . | . | 0 | . | . | . | . | 0 | . | . | . | . | 0 | . | . | . | . | 0 | . | . | . | . | 0 | 0.098 | NM | 0.012 | 0 | 0.11 | 9 | 0 | 1 | 0 | 10 | 0 | 0 | 0 | 0 | 0
2024 | 4 | NE | 99999 | Adjustment 2024 | Preliminary |  | 2.899 | 0.61 | 0.05 | . | 3.559 | . | . | . | . | . | . | . | . | . | 0 | . | . | . | . | . | . | . | . | . | . | . | . | . | . | 0 | . | . | . | . | . | . | . | . | . | . | . | . | . | . | 0 | . | . | . | . | . | . | . | . | . | . | . | . | . | . | . | . | . | . | . | . | . | . | . | . | . | . | . | . | . | . | . | . | . | . | . | . | . | . | . | . | 2.899 | 0.61 | 0.05 | . | 3.559 | . | . | . | . | . | . | . | . | . | .
2024 | 4 | NH | 13441 | New Hampshire Elec Coop Inc | Preliminary | AC | 13.956 | 3.598 | 1.961 | . | 19.515 | 1755 | 115 | 7 | . | 1877 | . | 1.012 | . | . | 1.012 | . | 28 | . | . | 28 | . | . | . | . | 0 | . | . | . | . | 0 | . | . | . | . | 0 | . | . | . | . | 0 | . | . | . | . | 0 | . | . | . | . | 0 | . | . | . | . | 0 | 0.086 | 0.005 | . | . | 0.091 | 28 | 2 | . | . | 30 | . | . | . | . | 0 | 0.012 | 0.004 | . | . | 0.016 | 1 | 1 | . | . | 2 | . | . | . | . | 0 | 14.054 | 4.619 | 1.961 | 0 | 20.634 | 1784 | 146 | 7 | 0 | 1937 | 0 | 0 | 0 | 0 | 0
2024 | 4 | NH | 15472 | Public Service Co of NH | Preliminary | AC | 120.065 | 56.206 | 5.214 | 0 | 181.485 | 15150 | 819 | 39 | 0 | 16008 | 0 | 0 | 0 | 0 | 0 | 0 | 0 | 0 | 0 | 0 | 0 | 0 | 0 | 0 | 0 | 0 | 0 | 0 | 0 | 0 | 0 | 0 | 0 | 0 | 0 | 0 | 0 | 0 | 0 | 0 | 0 | 0 | 0 | 0 | 0 | 0 | 0 | 0 | 0 | 0 | 0 | 0 | 0 | 0 | 0 | 0.121 | 0.13 | 0 | 0 | 0.251 | 29 | 7 | 0 | 0 | 36 | 0 | 0 | 0 | 0 | 0 | 0.093 | 20.93 | 0.215 | 0 | 21.238 | 3 | 50 | 3 | 0 | 56 | 0 | 0 | 0 | 0 | 0 | 120.279 | 77.266 | 5.429 | 0 | 202.974 | 15182 | 876 | 42 | 0 | 16100 | 0 | 0 | 0 | 0 | 0
2024 | 4 | NH | 24590 | Unitil Energy Systems | Preliminary | AC | 17.304 | 4.166 | 0.812 | . | 22.282 | 2182 | 96 | 7 | . | 2285 | 0.191 | 0.628 | . | . | 0.819 | 13 | 14 | . | . | 27 | 239.715 | 91.106 | . | . | 330.821 | 0.774 | . | . | . | 0.774 | 75 | . | . | . | 75 | 0.96 | . | . | . | 0.96 | . | . | . | . | 0 | . | . | . | . | 0 | . | . | . | . | 0 | 0.015 | . | . | . | 0.015 | 3 | . | . | . | 3 | . | . | . | . | 0 | . | 9.005 | . | . | 9.005 | . | 3 | . | . | 3 | . | . | . | . | 0 | 17.51 | 13.799 | 0.812 | 0 | 32.121 | 2198 | 113 | 7 | 0 | 2318 | 239.715 | 91.106 | 0 | 0 | 330.821
2024 | 4 | NH | 26510 | Liberty Utilities (Granite State Electric) Corp | Preliminary | AC | 12.521 | 7.406 | 0 | 0 | 19.927 | 1506 | 108 | 0 | 0 | 1614 | 0.08 | 0.309 | 0 | 0 | 0.389 | 7 | 7 | 0 | 0 | 14 | . | . | . | . | 0 | . | . | . | . | 0 | . | . | . | . | 0 | . | . | . | . | 0 | . | . | . | . | 0 | . | . | . | . | 0 | . | . | . | . | 0 | 0 | 0.006 | 0 | 0 | 0.006 | 0 | 1 | 0 | 0 | 1 | . | . | . | . | 0 | 0 | 2 | 0 | 0 | 2 | 0 | 1 | 0 | 0 | 1 | . | . | . | . | 0 | 12.601 | 9.721 | NM | 0 | 22.322 | 1513 | 117 | 0 | 0 | 1630 | 0 | 0 | 0 | 0 | 0
2024 | 4 | NH | 99999 | Adjustment 2024 | Preliminary |  | 0.457 | 0.036 | . | . | 0.493 | . | . | . | . | . | . | . | . | . | . | . | . | . | . | . | . | . | . | . | . | . | . | . | . | . | . | . | . | . | . | . | . | . | . | . | . | . | . | . | . | . | . | . | . | . | . | . | . | . | . | . | . | . | . | . | . | . | . | . | . | . | . | . | . | . | . | . | . | . | . | . | . | . | . | . | . | . | . | . | . | 0.457 | 0.036 | . | . | 0.493 | . | . | . | . | . | . | . | . | . | .
2024 | 4 | NJ | 963 | Atlantic City Electric Co | Preliminary | AC | 406.064 | 159.622 | 22.346 | 0 | 588.032 | 49427 | 1634 | 44 | 0 | 51105 | 0.364 | 0.78 | 0 | 0 | 1.144 | 280 | 27 | 0 | 0 | 307 | . | . | . | . | 0 | . | . | . | . | 0 | . | . | . | . | 0 | . | . | . | . | 0 | . | . | . | . | 0 | . | . | . | . | 0 | . | . | . | . | 0 | 0.207 | 0.04 | 0 | 0 | 0.247 | 17 | 2 | 0 | 0 | 19 | . | . | . | . | 0 | 0.06 | 0 | 0 | 0 | 0.06 | 5 | 0 | 0 | 0 | 5 | . | . | . | . | 0 | 406.695 | 160.442 | 22.346 | 0 | 589.483 | 49729 | 1663 | 44 | 0 | 51436 | 0 | 0 | 0 | 0 | 0
2024 | 4 | NJ | 9726 | Jersey Central Power & Lt Co | Preliminary | AC | 431.305 | 429.299 | 23.834 | 0 | 884.438 | 51838 | 2520 | 59 | 0 | 54417 | 0.067 | 0 | 0 | 0 | 0.067 | 1 | 0 | 0 | 0 | 1 | 0 | 0 | 0 | 0 | 0 | 12.461 | 0.132 | 0 | 0 | 12.593 | 1329 | 7 | 0 | 0 | 1336 | 0 | 0 | 0 | 0 | 0 | 0.085 | 0 | 0 | 0 | 0.085 | 8 | 0 | 0 | 0 | 8 | 0 | 0 | 0 | 0 | 0 | 0.22 | 0.057 | 0 | 0 | 0.277 | 15 | 4 | 0 | 0 | 19 | 0 | 0 | 0 | 0 | 0 | 0 | 0.74 | 0 | 0 | 0.74 | 0 | 2 | 0 | 0 | 2 | 0 | 0 | 0 | 0 | 0 | 431.592 | 430.096 | 23.834 | 0 | 885.522 | 51854 | 2526 | 59 | 0 | 54439 | 0 | 0 | 0 | 0 | 0
2024 | 4 | NJ | 15477 | Public Service Elec & Gas Co | Preliminary | DC | 539.897 | 824.299 | 92.727 | 0 | 1456.923 | 84000 | 4233 | 169 | 0 | 88402 | . | . | . | . | 0 | . | . | . | . | 0 | . | . | . | . | 0 | . | . | . | . | 0 | . | . | . | . | 0 | . | . | . | . | 0 | . | . | . | . | 0 | . | . | . | . | 0 | . | . | . | . | 0 | 0 | 1.514 | 0 | 0 | 1.514 | 0 | 4 | 0 | 0 | 4 | . | . | . | . | 0 | . | . | . | . | 0 | . | . | . | . | 0 | . | . | . | . | 0 | 539.897 | 825.813 | 92.727 | 0 | 1458.437 | 84000 | 4237 | 169 | 0 | 88406 | 0 | 0 | 0 | 0 | 0
2024 | 4 | NJ | 16213 | Rockland Electric Co | Preliminary | AC | 11.493 | 29.333 | 0.072 | 0 | 40.898 | 1294 | 159 | 1 | 0 | 1454 | 0 | 0 | 0 | 0 | 0 | 0 | 0 | 0 | 0 | 0 | . | . | . | . | 0 | 0.145 | 0 | 0 | 0 | 0.145 | 14 | 0 | 0 | 0 | 14 | 0 | 0 | 0 | 0 | 0 | 0.852 | 0 | 0 | 0 | 0.852 | 74 | 0 | 0 | 0 | 74 | 0 | 0 | 0 | 0 | 0 | 0 | 0 | 0 | 0 | 0 | 0 | 0 | 0 | 0 | 0 | . | . | . | . | 0 | 0 | 0 | 0 | 0 | 0 | 0 | 0 | 0 | 0 | 0 | . | . | . | . | 0 | 11.493 | 29.333 | 0.072 | 0 | 40.898 | 1294 | 159 | 1 | 0 | 1454 | 0 | 0 | 0 | 0 | 0
2024 | 4 | NJ | 99999 | Adjustment 2024 | Preliminary |  | -84.832 | -134.717 | -6.62 | 0 | -226.168 | . | . | . | . | . | . | . | . | . | 0 | . | . | . | . | . | . | . | . | . | . | . | . | . | . | 0 | . | . | . | . | . | . | . | . | . | . | . | . | . | . | 0 | . | . | . | . | . | . | . | . | . | . | . | . | . | . | . | . | . | . | . | . | . | . | . | . | . | . | . | . | . | . | . | . | . | . | . | . | . | . | . | . | -84.832 | -134.717 | -6.62 | 0 | -226.168 | . | . | . | . | . | . | . | . | . | .
2024 | 4 | NM | 3287 | Central Valley Elec Coop, Inc | Preliminary | AC | 0.572 | . | . | . | 0.572 | 66 | . | . | . | 66 | . | . | . | . | 0 | . | . | . | . | 0 | 31.462 | . | . | . | 31.462 | . | . | . | . | 0 | . | . | . | . | 0 | . | . | . | . | 0 | . | . | . | . | 0 | . | . | . | . | 0 | . | . | . | . | 0 | 0.001 | . | . | . | 0.001 | 1 | . | . | . | 1 | . | . | . | . | 0 | . | . | . | . | 0 | . | . | . | . | 0 | . | . | . | . | 0 | 0.573 | NM | NM | 0 | 0.573 | 67 | 0 | 0 | 0 | 67 | 31.462 | 0 | 0 | 0 | 31.462
2024 | 4 | NM | 5701 | El Paso Electric Co | Preliminary | AC | 50.964 | 7.623 | . | . | 58.587 | 9332 | 192 | . | . | 9524 | . | . | . | . | 0 | . | . | . | . | 0 | 2585.9 | 132.119 | . | . | 2718.019 | 0.969 | . | . | . | 0.969 | 109 | . | . | . | 109 | . | . | . | . | 0 | . | . | . | . | 0 | . | . | . | . | 0 | . | . | . | . | 0 | 0.007 | 0.006 | . | . | 0.013 | 3 | 2 | . | . | 5 | . | . | . | . | 0 | . | . | . | . | 0 | . | . | . | . | 0 | . | . | . | . | 0 | 50.971 | 7.629 | NM | 0 | 58.6 | 9335 | 194 | 0 | 0 | 9529 | 2585.9 | 132.119 | 0 | 0 | 2718.019
2024 | 4 | NM | 6204 | City of Farmington - (NM) | Preliminary | AC | 2.056 | 0.131 | 0 | 0 | 2.187 | 402 | 16 | 0 | 0 | 418 | . | . | . | . | 0 | . | . | . | . | 0 | 219.248 | 5.495 | 0 | 0 | 224.743 | . | . | . | . | 0 | . | . | . | . | 0 | . | . | . | . | 0 | . | . | . | . | 0 | . | . | . | . | 0 | . | . | . | . | 0 | . | . | . | . | 0 | . | . | . | . | 0 | . | . | . | . | 0 | . | . | . | . | 0 | . | . | . | . | 0 | . | . | . | . | 0 | 2.056 | 0.131 | NM | 0 | 2.187 | 402 | 16 | 0 | 0 | 418 | 219.248 | 5.495 | 0 | 0 | 224.743
2024 | 4 | NM | 11204 | Los Alamos County | Preliminary | DC | 2.675 | 0.714 | . | . | 3.389 | 458 | 32 | . | . | 490 | . | . | . | . | 0 | . | . | . | . | 0 | 208.849 | 28.833 | . | . | 237.682 | . | . | . | . | 0 | . | . | . | . | 0 | . | . | . | . | 0 | . | . | . | . | 0 | . | . | . | . | 0 | . | . | . | . | 0 | . | . | . | . | 0 | . | . | . | . | 0 | . | . | . | . | 0 | . | . | . | . | 0 | . | . | . | . | 0 | . | . | . | . | 0 | 2.675 | 0.714 | NM | 0 | 3.389 | 458 | 32 | 0 | 0 | 490 | 208.849 | 28.833 | 0 | 0 | 237.682
2024 | 4 | NM | 15473 | Public Service Co of NM | Preliminary | DC | 266.62 | 88.54 | 0 | 0 | 355.16 | 42927 | 1153 | 0 | 0 | 44080 | 0 | 0 | 0 | 0 | 0 | 0 | 0 | 0 | 0 | 0 | 0 | 0 | 0 | 0 | 0 | 0 | 0 | 0 | 0 | 0 | 0 | 0 | 0 | 0 | 0 | 0 | 0 | 0 | 0 | 0 | 0 | 0 | 0 | 0 | 0 | 0 | 0 | 0 | 0 | 0 | 0 | 0 | 0 | 0 | 0 | 0.009 | 0.015 | 0 | 0 | 0.024 | 3 | 3 | 0 | 0 | 6 | 0 | 0 | 0 | 0 | 0 | 0 | 0 | 0 | 0 | 0 | 0 | 0 | 0 | 0 | 0 | 0 | 0 | 0 | 0 | 0 | 266.629 | 88.555 | NM | 0 | 355.184 | 42930 | 1156 | 0 | 0 | 44086 | 0 | 0 | 0 | 0 | 0
2024 | 4 | NM | 17718 | Southwestern Public Service Co | Preliminary | DC | 19.769 | 7.588 | 0.493 | . | 27.85 | 2069 | 107 | 6 | . | 2182 | . | . | . | . | 0 | . | . | . | . | 0 | . | . | . | . | 0 | . | . | . | . | 0 | . | . | . | . | 0 | . | . | . | . | 0 | . | . | . | . | 0 | . | . | . | . | 0 | . | . | . | . | 0 | . | . | . | . | 0 | . | . | . | . | 0 | . | . | . | . | 0 | . | . | . | . | 0 | . | . | . | . | 0 | . | . | . | . | 0 | 19.769 | 7.588 | 0.493 | 0 | 27.85 | 2069 | 107 | 6 | 0 | 2182 | 0 | 0 | 0 | 0 | 0
2024 | 4 | NM | 99999 | Adjustment 2024 | Preliminary |  | -28.309 | -11.628 | 0.064 | 0 | -39.873 | . | . | . | . | . | 0 | 0 | 0 | 0 | 0 | . | . | . | . | . | . | . | . | . | . | 0 | 0 | 0 | 0 | 0 | . | . | . | . | . | . | . | . | . | . | 0 | 0 | 0 | 0 | 0 | . | . | . | . | . | . | . | . | . | . | . | . | . | . | . | . | . | . | . | . | . | . | . | . | . | . | . | . | . | . | . | . | . | . | . | . | . | . | . | . | -28.309 | -11.628 | 0.064 | 0 | -39.873 | . | . | . | . | . | . | . | . | . | .
2024 | 4 | NV | 2008 | City of Boulder City - (NV) | Preliminary | DC | 1.182 | 1.106 | 0 | 0 | 2.288 | 140 | 11 | 0 | 0 | 151 | . | . | . | . | 0 | . | . | . | . | 0 | . | . | . | . | 0 | . | . | . | . | 0 | . | . | . | . | 0 | . | . | . | . | 0 | . | . | . | . | 0 | . | . | . | . | 0 | . | . | . | . | 0 | . | . | . | . | 0 | . | . | . | . | 0 | . | . | . | . | 0 | . | . | . | . | 0 | . | . | . | . | 0 | . | . | . | . | 0 | 1.182 | 1.106 | NM | 0 | 2.288 | 140 | 11 | 0 | 0 | 151 | 0 | 0 | 0 | 0 | 0
2024 | 4 | NV | 13073 | Mt Wheeler Power, Inc | Preliminary | AC | 0.061 | 0.157 | . | . | 0.218 | 14 | 6 | . | . | 20 | . | . | . | . | 0 | . | . | . | . | 0 | . | . | . | . | 0 | . | . | . | . | 0 | . | . | . | . | 0 | . | . | . | . | 0 | . | . | . | . | 0 | . | . | . | . | 0 | . | . | . | . | 0 | . | 0.011 | . | . | 0.011 | . | 1 | . | . | 1 | . | . | . | . | 0 | . | . | . | . | 0 | . | . | . | . | 0 | . | . | . | . | 0 | 0.061 | 0.168 | NM | 0 | 0.229 | 14 | 7 | 0 | 0 | 21 | 0 | 0 | 0 | 0 | 0
2024 | 4 | NV | 13407 | Nevada Power Co | Preliminary | AC | 814.97 | 30.28 | 33.259 | 0 | 878.509 | 106877 | 540 | 117 | 0 | 107534 | . | . | . | . | 0 | . | . | . | . | 0 | . | . | . | . | 0 | 14.529 | 0.005 | 0.163 | 0 | 14.697 | 1838 | 1 | 1 | 0 | 1840 | 37.263 | 0.01 | 0.84 | 0 | 38.113 | . | . | . | . | 0 | . | . | . | . | 0 | . | . | . | . | 0 | 0.016 | 0.008 | 0.002 | . | 0.026 | 2 | 3 | 1 | . | 6 | . | . | . | . | 0 | . | . | . | . | 0 | . | . | . | . | 0 | . | . | . | . | 0 | 814.986 | 30.288 | 33.261 | 0 | 878.535 | 106879 | 543 | 118 | 0 | 107540 | 0 | 0 | 0 | 0 | 0
2024 | 4 | NV | 17166 | Sierra Pacific Power Co | Preliminary | AC | 78.502 | 34.513 | 1.073 | . | 114.088 | 12734 | 445 | 5 | . | 13184 | . | . | . | . | 0 | . | . | . | . | 0 | . | . | . | . | 0 | 7.333 | 0.047 | . | . | 7.38 | 951 | 4 | . | . | 955 | 18.53 | 0.101 | . | . | 18.631 | . | . | . | . | 0 | . | . | . | . | 0 | . | . | . | . | 0 | 0.307 | 9.354 | 0.007 | . | 9.668 | 49 | 88 | 1 | . | 138 | . | . | . | . | 0 | 0.05 | 0.108 | 0.05 | . | 0.208 | 1 | 2 | 1 | . | 4 | . | . | . | . | 0 | 78.859 | 43.975 | 1.13 | 0 | 123.964 | 12784 | 535 | 7 | 0 | 13326 | 0 | 0 | 0 | 0 | 0
2024 | 4 | NV | 19840 | Valley Electric Assn, Inc | Preliminary | AC | 20.521 | 0.181 | 0 | 0 | 20.702 | 2064 | 20 | 0 | 0 | 2084 | 0 | 0 | 0 | 0 | 0 | 0 | 0 | 0 | 0 | 0 | 2214.657 | 11.297 | 0 | 0 | 2225.954 | 0 | 0 | 0 | 0 | 0 | 0 | 0 | 0 | 0 | 0 | 0 | 0 | 0 | 0 | 0 | 0 | 0 | 0 | 0 | 0 | 0 | 0 | 0 | 0 | 0 | 0 | 0 | 0 | 0 | 0 | 0.02 | 0.002 | 0 | 0 | 0.022 | 9 | 1 | 0 | 0 | 10 | 2.752 | 0.001 | 0 | 0 | 2.753 | 0.075 | 0.006 | 0.08 | 0 | 0.161 | 9 | 1 | 10 | 0 | 20 | 5.665 | 0.014 | 5.68 | 0 | 11.359 | 20.616 | 0.189 | 0.08 | 0 | 20.885 | 2082 | 22 | 10 | 0 | 2114 | 2223.074 | 11.312 | 5.68 | 0 | 2240.066
2024 | 4 | NV | 99999 | Adjustment 2024 | Preliminary |  | 6.41 | -0.134 | 0 | 0 | 6.276 | . | . | . | . | . | . | . | . | . | 0 | . | . | . | . | . | . | . | . | . | . | . | . | . | . | 0 | . | . | . | . | . | . | . | . | . | . | . | . | . | . | 0 | . | . | . | . | . | . | . | . | . | . | . | . | . | . | . | . | . | . | . | . | . | . | . | . | . | . | . | . | . | . | . | . | . | . | . | . | . | . | . | . | 6.41 | -0.134 | NM | 0 | 6.276 | . | . | . | . | . | . | . | . | . | .
2024 | 4 | NY | 3249 | Central Hudson Gas & Elec Corp | Preliminary | AC | 121.646 | 203.35 | . | . | 324.996 | 15097 | 738 | . | . | 15835 | . | . | . | . | 0 | . | . | . | . | 0 | . | . | . | . | 0 | . | . | . | . | 0 | . | . | . | . | 0 | . | . | . | . | 0 | . | . | . | . | 0 | . | . | . | . | 0 | . | . | . | . | 0 | 0.143 | 0.016 | . | . | 0.159 | 13 | 2 | . | . | 15 | . | . | . | . | 0 | . | . | . | . | 0 | . | . | . | . | 0 | . | . | . | . | 0 | 121.789 | 203.366 | NM | 0 | 325.155 | 15110 | 740 | 0 | 0 | 15850 | 0 | 0 | 0 | 0 | 0
2024 | 4 | NY | 4226 | Consolidated Edison Co-NY Inc | Preliminary | AC | 354 | 112.36 | . | . | 466.36 | 62458 | 3367 | . | . | 65825 | . | 104.979 | . | . | 104.979 | . | 760 | . | . | 760 | . | . | . | . | 0 | 3.918 | 10.35 | . | . | 14.268 | 482 | 26 | . | . | 508 | 9.938 | 49.689 | . | . | 59.627 | 0.196 | 11.458 | . | . | 11.654 | 25 | 9 | . | . | 34 | 0.48 | 11.654 | . | . | 12.134 | 0 | 0.143 | . | . | 0.143 | 0 | 6 | . | . | 6 | . | . | . | . | 0 | 0.015 | 39.122 | . | . | 39.137 | 3 | 41 | . | . | 44 | . | . | . | . | 0 | 354.015 | 256.604 | NM | 0 | 610.619 | 62461 | 4174 | 0 | 0 | 66635 | 0 | 0 | 0 | 0 | 0
2024 | 4 | NY | 11171 | Long Island Power Authority | Preliminary | AC | 593.169 | 97.643 | . | . | 690.812 | 83664 | 1669 | . | . | 85333 | . | 10.635 | . | . | 10.635 | . | 44 | . | . | 44 | . | . | . | . | 0 | 15.468 | 0.638 | . | . | 16.106 | 1792 | 9 | . | . | 1801 | . | . | . | . | 0 | . | . | . | . | 0 | . | . | . | . | 0 | . | . | . | . | 0 | 0.024 | 0.356 | . | . | 0.38 | 5 | 16 | . | . | 21 | . | . | . | . | 0 | 3.242 | 21.287 | . | . | 24.529 | 334 | 46 | . | . | 380 | . | . | . | . | 0 | 596.435 | 129.921 | NM | 0 | 726.356 | 84003 | 1775 | 0 | 0 | 85778 | 0 | 0 | 0 | 0 | 0
2024 | 4 | NY | 13511 | New York State Elec & Gas Corp | Preliminary | AC | 84.789 | 543.203 | . | . | 627.992 | 10355 | 1209 | . | . | 11564 | 0.154 | 439.189 | . | . | 439.343 | 4 | 246 | . | . | 250 | . | . | . | . | 0 | 6.073 | 27.388 | . | . | 33.461 | 451 | 10 | . | . | 461 | . | . | . | . | 0 | 0.323 | 0.42 | . | . | 0.743 | 36 | 4 | . | . | 40 | . | . | . | . | 0 | 0.649 | 0.756 | . | . | 1.405 | 75 | 28 | . | . | 103 | . | . | . | . | 0 | . | 10.897 | . | . | 10.897 | . | 28 | . | . | 28 | . | . | . | . | 0 | 85.592 | 994.045 | NM | 0 | 1079.637 | 10434 | 1511 | 0 | 0 | 11945 | 0 | 0 | 0 | 0 | 0
2024 | 4 | NY | 13573 | Niagara Mohawk Power Corp. | Preliminary | AC | 190.205 | 316.775 | 9.422 | 0 | 516.402 | 24328 | 2258 | 29 | 0 | 26615 | 0.011 | 963.091 | 0 | 0 | 963.102 | 1 | 289 | 0 | 0 | 290 | 0 | 0 | 0 | 0 | 0 | 0.027 | 0 | 0 | 0 | 0.027 | 4 | 0 | 0 | 0 | 4 | 0 | 0 | 0 | 0 | 0 | 0 | 0 | 0 | 0 | 0 | 0 | 0 | 0 | 0 | 0 | 0 | 0 | 0 | 0 | 0 | 2.408 | 4.001 | 0.15 | 0 | 6.559 | 195 | 63 | 2 | 0 | 260 | 0 | 0 | 0 | 0 | 0 | 0.115 | 19.222 | 1.155 | 0 | 20.492 | 24 | 51 | 3 | 0 | 78 | 0 | 0 | 0 | 0 | 0 | 192.739 | 1303.089 | 10.727 | 0 | 1506.555 | 24548 | 2661 | 34 | 0 | 27243 | 0 | 0 | 0 | 0 | 0
2024 | 4 | NY | 14154 | Orange & Rockland Utils Inc | Preliminary | AC | 94.476 | 103.747 | 6.428 | 0 | 204.651 | 12316 | 206 | 6 | 0 | 12528 | 0 | 16.951 | 0 | 0 | 16.951 | 0 | 36 | 0 | 0 | 36 | . | . | . | . | 0 | 5.384 | 15.91 | 0 | 0 | 21.294 | 643 | 7 | 0 | 0 | 650 | 4.61 | 7.99 | 0 | 0 | 12.6 | 0.045 | 15 | 0 | 0 | 15.045 | 3 | 4 | 0 | 0 | 7 | 0.04 | 12 | 0 | 0 | 12.04 | 0 | 0.012 | 0 | 0 | 0.012 | 0 | 2 | 0 | 0 | 2 | . | . | . | . | 0 | 0 | 0.02 | 0 | 0 | 0.02 | 0 | 1 | 0 | 0 | 1 | . | . | . | . | 0 | 94.476 | 120.73 | 6.428 | 0 | 221.634 | 12316 | 245 | 6 | 0 | 12567 | 0 | 0 | 0 | 0 | 0
2024 | 4 | NY | 16183 | Rochester Gas & Electric Corp | Preliminary | AC | 20.682 | 173.1 | . | . | 193.782 | 2583 | 252 | . | . | 2835 | 0.044 | 24.302 | . | . | 24.346 | 6 | 378 | . | . | 384 | . | . | . | . | 0 | . | 1 | . | . | 1 | . | 1 | . | . | 1 | . | . | . | . | 0 | . | . | . | . | 0 | . | . | . | . | 0 | . | . | . | . | 0 | 0.074 | 0.88 | . | . | 0.954 | 12 | 5 | . | . | 17 | . | . | . | . | 0 | 0.725 | 1.464 | . | . | 2.189 | 63 | 3 | . | . | 66 | . | . | . | . | 0 | 21.525 | 199.746 | NM | 0 | 221.271 | 2664 | 638 | 0 | 0 | 3302 | 0 | 0 | 0 | 0 | 0
2024 | 4 | NY | 66101 | FirstEnergy Pennsylvania Electric Co | Preliminary | AC | 0.087 | 0.001 | 0 | 0 | 0.088 | 11 | 1 | 0 | 0 | 12 | 0 | 0 | 0 | 0 | 0 | 0 | 0 | 0 | 0 | 0 | 0 | 0 | 0 | 0 | 0 | 0 | 0 | 0 | 0 | 0 | 0 | 0 | 0 | 0 | 0 | 0 | 0 | 0 | 0 | 0 | 0 | 0 | 0 | 0 | 0 | 0 | 0 | 0 | 0 | 0 | 0 | 0 | 0 | 0 | 0 | 0 | 0.004 | 0 | 0 | 0.004 | 0 | 1 | 0 | 0 | 1 | 0 | 0 | 0 | 0 | 0 | 0 | 0 | 0 | 0 | 0 | 0 | 0 | 0 | 0 | 0 | 0 | 0 | 0 | 0 | 0 | 0.087 | 0.005 | NM | 0 | 0.092 | 11 | 2 | 0 | 0 | 13 | 0 | 0 | 0 | 0 | 0
2024 | 4 | NY | 99999 | Adjustment 2024 | Preliminary |  | 0.308 | 0.013 | 0.025 | . | 0.346 | . | . | . | . | . | . | . | . | . | . | . | . | . | . | . | . | . | . | . | . | . | . | . | . | . | . | . | . | . | . | . | . | . | . | . | . | . | . | . | . | . | . | . | . | . | . | . | . | . | . | . | . | . | . | . | . | . | . | . | . | . | . | . | . | . | . | . | . | . | . | . | . | . | . | . | . | . | . | . | . | 0.308 | 0.013 | 0.025 | . | 0.346 | . | . | . | . | . | . | . | . | . | .
2024 | 4 | OH | 3542 | Duke Energy Ohio Inc | Preliminary | AC | 37.247 | 20.285 | 1.171 | 0 | 58.703 | 4830 | 232 | 20 | 0 | 5082 | . | . | . | . | 0 | . | . | . | . | 0 | . | . | . | . | 0 | . | . | . | . | 0 | . | . | . | . | 0 | . | . | . | . | 0 | . | . | . | . | 0 | . | . | . | . | 0 | . | . | . | . | 0 | 0.037 | 0 | 0 | 0 | 0.037 | 8 | 0 | 0 | 0 | 8 | . | . | . | . | 0 | . | . | . | . | 0 | . | . | . | . | 0 | . | . | . | . | 0 | 37.284 | 20.285 | 1.171 | 0 | 58.74 | 4838 | 232 | 20 | 0 | 5090 | 0 | 0 | 0 | 0 | 0
2024 | 4 | OH | 3755 | Cleveland Electric Illum Co | Preliminary | AC | 14.36 | 12.124 | 0.721 | 0 | 27.205 | 2059 | 140 | 7 | 0 | 2206 | 0 | 0 | 0 | 0 | 0 | 0 | 0 | 0 | 0 | 0 | 0 | 0 | 0 | 0 | 0 | 1.585 | 1.011 | 0.109 | 0 | 2.705 | 245 | 3 | 1 | 0 | 249 | 0 | 0 | 0 | 0 | 0 | 0 | 0 | 0 | 0 | 0 | 0 | 0 | 0 | 0 | 0 | 0 | 0 | 0 | 0 | 0 | 0.021 | 3.215 | 1.225 | 0 | 4.461 | 5 | 16 | 2 | 0 | 23 | 0 | 0 | 0 | 0 | 0 | 0 | 0 | 0 | 0 | 0 | 0 | 0 | 0 | 0 | 0 | 0 | 0 | 0 | 0 | 0 | 14.381 | 15.339 | 1.946 | 0 | 31.666 | 2064 | 156 | 9 | 0 | 2229 | 0 | 0 | 0 | 0 | 0
2024 | 4 | OH | 4922 | Dayton Power & Light Co | Preliminary | AC | 2.602 | 7.285 | . | . | 9.887 | 388 | 76 | . | . | 464 | . | . | . | . | 0 | . | . | . | . | 0 | . | . | . | . | 0 | . | . | . | . | 0 | . | . | . | . | 0 | . | . | . | . | 0 | . | . | . | . | 0 | . | . | . | . | 0 | . | . | . | . | 0 | 0.099 | 4.668 | . | . | 4.767 | 20 | 10 | . | . | 30 | . | . | . | . | 0 | . | 0.575 | . | . | 0.575 | . | 1 | . | . | 1 | . | . | . | . | 0 | 2.701 | 12.528 | NM | 0 | 15.229 | 408 | 87 | 0 | 0 | 495 | 0 | 0 | 0 | 0 | 0
2024 | 4 | OH | 13998 | Ohio Edison Co | Preliminary | AC | 26.454 | 28.036 | 0.592 | 0 | 55.082 | 3253 | 159 | 4 | 0 | 3416 | 0 | 0 | 0 | 0 | 0 | 0 | 0 | 0 | 0 | 0 | 0 | 0 | 0 | 0 | 0 | 4.387 | 0.303 | 0 | 0 | 4.69 | 524 | 4 | 0 | 0 | 528 | 0 | 0 | 0 | 0 | 0 | 0 | 0 | 0 | 0 | 0 | 0 | 0 | 0 | 0 | 0 | 0 | 0 | 0 | 0 | 0 | 0.758 | 1.783 | 1.05 | 0 | 3.591 | 73 | 34 | 3 | 0 | 110 | 0 | 0 | 0 | 0 | 0 | 0 | 0.915 | 0 | 0 | 0.915 | 0 | 4 | 0 | 0 | 4 | 0 | 0 | 0 | 0 | 0 | 27.212 | 30.734 | 1.642 | 0 | 59.588 | 3326 | 197 | 7 | 0 | 3530 | 0 | 0 | 0 | 0 | 0
2024 | 4 | OH | 14006 | Ohio Power Co | Preliminary | AC | 65.474 | 64.006 | 5.73 | . | 135.21 | 9425 | 496 | 39 | . | 9960 | . | . | . | . | 0 | . | . | . | . | 0 | 4970.835 | 3084.987 | 189.357 | . | 8245.179 | 3.322 | 0.732 | . | . | 4.054 | 727 | 10 | . | . | 737 | 8.116 | 1.122 | . | . | 9.238 | . | . | . | . | 0 | . | . | . | . | 0 | . | . | . | . | 0 | 0.299 | 2.018 | 25.733 | . | 28.05 | 56 | 22 | 7 | . | 85 | 3.702 | 5.299 | 748.8 | . | 757.801 | . | 3.105 | 1 | . | 4.105 | . | 7 | 1 | . | 8 | . | . | . | . | 0 | 65.773 | 69.129 | 32.463 | 0 | 167.365 | 9481 | 525 | 47 | 0 | 10053 | 4974.537 | 3090.286 | 938.157 | 0 | 9002.98
2024 | 4 | OH | 18997 | The Toledo Edison Co | Preliminary | AC | 4.361 | 14.512 | 23.806 | 0 | 42.679 | 577 | 83 | 16 | 0 | 676 | 0 | 0 | 0 | 0 | 0 | 0 | 0 | 0 | 0 | 0 | 0 | 0 | 0 | 0 | 0 | 0.383 | 0 | 0 | 0 | 0.383 | 47 | 0 | 0 | 0 | 47 | 0 | 0 | 0 | 0 | 0 | 0 | 0 | 0 | 0 | 0 | 0 | 0 | 0 | 0 | 0 | 0 | 0 | 0 | 0 | 0 | 0.273 | 3.345 | 4.5 | 0 | 8.118 | 41 | 20 | 1 | 0 | 62 | 0 | 0 | 0 | 0 | 0 | 0 | 0.78 | 2.8 | 0 | 3.58 | 0 | 4 | 1 | 0 | 5 | 0 | 0 | 0 | 0 | 0 | 4.634 | 18.637 | 31.106 | 0 | 54.377 | 618 | 107 | 18 | 0 | 743 | 0 | 0 | 0 | 0 | 0
2024 | 4 | OH | 99999 | Adjustment 2024 | Preliminary |  | 37.563 | 6.787 | 0.076 | . | 44.426 | . | . | . | . | . | . | . | . | . | . | . | . | . | . | . | . | . | . | . | . | . | . | . | . | . | . | . | . | . | . | . | . | . | . | . | . | . | . | . | . | . | . | . | . | . | . | . | . | . | . | . | . | . | . | . | . | . | . | . | . | . | . | . | . | . | . | . | . | . | . | . | . | . | . | . | . | . | . | . | . | 37.563 | 6.787 | 0.076 | . | 44.426 | . | . | . | . | . | . | . | . | . | .
2024 | 4 | OK | 817 | Arkansas Valley Elec Coop Corp | Preliminary | AC | 0.376 | . | . | . | 0.376 | 40 | . | . | . | 40 | . | . | . | . | 0 | . | . | . | . | 0 | 32.906 | . | . | . | 0 | . | . | . | . | 0 | . | . | . | . | 0 | . | . | . | . | 0 | . | . | . | . | 0 | . | . | . | . | 0 | . | . | . | . | 0 | . | . | . | . | 0 | . | . | . | . | 0 | . | . | . | . | 0 | . | . | . | . | 0 | . | . | . | . | 0 | . | . | . | . | 0 | 0.376 | NM | NM | 0 | 0.376 | 40 | 0 | 0 | 0 | 40 | 32.906 | 0 | 0 | 0 | 32.906
2024 | 4 | OK | 5860 | Empire District Electric Co | Preliminary | AC | 0.3 | 0.023 | . | . | 0.323 | 34 | 1 | . | . | 35 | . | . | . | . | 0 | . | . | . | . | 0 | 0.027 | 0 | . | . | 0.027 | . | . | . | . | 0 | . | . | . | . | 0 | . | . | . | . | 0 | . | . | . | . | 0 | . | . | . | . | 0 | . | . | . | . | 0 | . | . | . | . | 0 | . | . | . | . | 0 | . | . | . | . | 0 | . | . | . | . | 0 | . | . | . | . | 0 | . | . | . | . | 0 | 0.3 | 0.023 | NM | 0 | 0.323 | 34 | 1 | 0 | 0 | 35 | 0.027 | 0 | 0 | 0 | 0.027
2024 | 4 | OK | 13734 | Northeast Oklahoma Electric Co | Preliminary | AC | 1.838 | 0.981 | 0 | 0 | 2.819 | 206 | 15 | 0 | 0 | 221 | . | . | . | . | 0 | . | . | . | . | 0 | 146.643 | 66.161 | 0 | 0 | 212.804 | . | . | . | . | 0 | . | . | . | . | 0 | . | . | . | . | 0 | . | . | . | . | 0 | . | . | . | . | 0 | . | . | . | . | 0 | 0.01 | 0 | 0 | 0 | 0.01 | 1 | 0 | 0 | 0 | 1 | 0 | 0 | 0 | 0 | 0 | . | . | . | . | 0 | . | . | . | . | 0 | . | . | . | . | 0 | 1.848 | 0.981 | NM | 0 | 2.829 | 207 | 15 | 0 | 0 | 222 | 146.643 | 66.161 | 0 | 0 | 212.804
2024 | 4 | OK | 14062 | Oklahoma Electric Coop Inc | Preliminary | AC | 6.758 | 0.26 | . | . | 7.018 | 774 | 8 | . | . | 782 | . | . | . | . | 0 | . | . | . | . | 0 | . | . | . | . | 0 | . | . | . | . | 0 | . | . | . | . | 0 | . | . | . | . | 0 | . | . | . | . | 0 | . | . | . | . | 0 | . | . | . | . | 0 | 0.122 | . | . | . | 0.122 | 14 | . | . | . | 14 | . | . | . | . | 0 | . | . | 0.013 | . | 0.013 | . | . | 3 | . | 3 | . | . | . | . | 0 | 6.88 | 0.26 | 0.013 | 0 | 7.153 | 788 | 8 | 3 | 0 | 799 | 0 | 0 | 0 | 0 | 0
2024 | 4 | OK | 14063 | Oklahoma Gas & Electric Co | Preliminary | AC | 53.301 | 9.759 | 0.488 | 0 | 63.548 | 7551 | 195 | 4 | 0 | 7750 | 10.506 | 14.784 | 0.786 | 0 | 26.076 | 2952 | 1779 | 23 | 0 | 4754 | 0 | 0 | 0 | 0 | 0 | 0 | 0 | 0 | 0 | 0 | 0 | 0 | 0 | 0 | 0 | 0 | 0 | 0 | 0 | 0 | 0 | 0 | 0 | 0 | 0 | 0 | 0 | 0 | 0 | 0 | 0 | 0 | 0 | 0 | 0 | 0.125 | 0.505 | 0 | 0 | 0.63 | 20 | 8 | 0 | 0 | 28 | 0 | 0 | 0 | 0 | 0 | 0 | 0 | 0 | 0 | 0 | 0 | 0 | 0 | 0 | 0 | 0 | 0 | 0 | 0 | 0 | 63.932 | 25.048 | 1.274 | 0 | 90.254 | 10523 | 1982 | 27 | 0 | 12532 | 0 | 0 | 0 | 0 | 0
2024 | 4 | OK | 15474 | Public Service Co of Oklahoma | Preliminary | AC | 23.918 | 1.443 | 0.863 | . | 26.224 | 3529 | 64 | 5 | . | 3598 | . | . | . | . | 0 | . | . | . | . | 0 | 2370.26 | 84.796 | 7.973 | . | 2463.029 | 1.235 | 0.015 | . | . | 1.25 | 182 | 1 | . | . | 183 | 2.905 | 0.027 | . | . | 2.932 | 0.021 | . | . | . | 0.021 | 3 | . | . | . | 3 | 0.048 | . | . | . | 0.048 | 0.029 | . | . | . | 0.029 | 9 | . | . | . | 9 | 0.916 | . | . | . | 0.916 | 0.01 | . | . | . | 0.01 | 1 | . | . | . | 1 | 1.377 | . | . | . | 1.377 | 23.957 | 1.443 | 0.863 | 0 | 26.263 | 3539 | 64 | 5 | 0 | 3608 | 2372.553 | 84.796 | 7.973 | 0 | 2465.322
2024 | 4 | OK | 19785 | Verdigris Valley Elec Coop Inc | Preliminary | AC | 1.977 | . | . | . | 1.977 | 210 | . | . | . | 210 | . | . | . | . | 0 | . | . | . | . | 0 | . | . | . | . | 0 | . | . | . | . | 0 | . | . | . | . | 0 | . | . | . | . | 0 | . | . | . | . | 0 | . | . | . | . | 0 | . | . | . | . | 0 | . | . | . | . | 0 | . | . | . | . | 0 | . | . | . | . | 0 | . | . | . | . | 0 | . | . | . | . | 0 | . | . | . | . | 0 | 1.977 | NM | NM | 0 | 1.977 | 210 | 0 | 0 | 0 | 210 | 0 | 0 | 0 | 0 | 0
2024 | 4 | OK | 99999 | Adjustment 2024 | Preliminary |  | 19.386 | 1.185 | . | . | 20.571 | . | . | . | . | . | . | . | . | . | . | . | . | . | . | . | . | . | . | . | . | . | . | . | . | . | . | . | . | . | . | . | . | . | . | . | . | . | . | . | . | . | . | . | . | . | . | . | . | . | . | . | . | . | . | . | . | . | . | . | . | . | . | . | . | . | . | . | . | . | . | . | . | . | . | . | . | . | . | . | . | 19.386 | 1.185 | . | . | 20.571 | . | . | . | . | . | . | . | . | . | .
2024 | 4 | OR | 6022 | City of Eugene - (OR) | Preliminary | AC | 7.491 | 2.06 | . | . | 9.551 | 1122 | 101 | . | . | 1223 | . | . | . | . | 0 | . | . | . | . | 0 | . | . | . | . | 0 | . | . | . | . | 0 | . | . | . | . | 0 | . | . | . | . | 0 | . | . | . | . | 0 | . | . | . | . | 0 | . | . | . | . | 0 | . | . | . | . | 0 | . | . | . | . | 0 | . | . | . | . | 0 | . | . | . | . | 0 | . | . | . | . | 0 | . | . | . | . | 0 | 7.491 | 2.06 | NM | 0 | 9.551 | 1122 | 101 | 0 | 0 | 1223 | 0 | 0 | 0 | 0 | 0
2024 | 4 | OR | 9191 | Idaho Power Co | Preliminary | DC | 1.83 | 0.382 | 1.253 | . | 3.465 | 210 | 15 | 20 | . | 245 | . | . | . | . | 0 | . | . | . | . | 0 | . | . | . | . | 0 | . | . | . | . | 0 | . | . | . | . | 0 | . | . | . | . | 0 | . | . | . | . | 0 | . | . | . | . | 0 | . | . | . | . | 0 | . | . | . | . | 0 | . | . | . | . | 0 | . | . | . | . | 0 | . | . | . | . | 0 | . | . | . | . | 0 | . | . | . | . | 0 | 1.83 | 0.382 | 1.253 | 0 | 3.465 | 210 | 15 | 20 | 0 | 245 | 0 | 0 | 0 | 0 | 0
2024 | 4 | OR | 14354 | PacifiCorp | Preliminary | DC | 137.69 | 53.276 | 5 | 0 | 195.966 | 17805 | 1144 | 178 | 0 | 19127 | . | . | . | . | 0 | . | . | . | . | 0 | . | . | . | . | 0 | 6.358 | 0.314 | 0 | 0 | 6.672 | 596 | 12 | 0 | 0 | 608 | 18.979 | 0.522 | 0 | 0 | 19.501 | 0.039 | 0 | 0 | 0 | 0.039 | 4 | 0 | 0 | 0 | 4 | 0.096 | 0 | 0 | 0 | 0.096 | 0.078 | 0.087 | 0 | 0 | 0.165 | 18 | 9 | 0 | 0 | 27 | . | . | . | . | 0 | 0.142 | 2.761 | 0 | 0 | 2.903 | 9 | 16 | 0 | 0 | 25 | . | . | . | . | 0 | 137.91 | 56.124 | 5 | 0 | 199.034 | 17832 | 1169 | 178 | 0 | 19179 | 0 | 0 | 0 | 0 | 0
2024 | 4 | OR | 15248 | Portland General Electric Co | Preliminary | DC | 185.911 | 46.891 | 11.086 | . | 243.888 | 25255 | 987 | 67 | . | 26309 | . | . | . | . | 0 | . | . | . | . | 0 | . | . | . | . | 0 | . | . | . | . | 0 | . | . | . | . | 0 | . | . | . | . | 0 | . | . | . | . | 0 | . | . | . | . | 0 | . | . | . | . | 0 | 0.289 | 0.382 | . | . | 0.671 | 31 | 11 | . | . | 42 | . | . | . | . | 0 | 0.013 | 1.359 | 4.439 | . | 5.811 | 2 | 7 | 5 | . | 14 | . | . | . | . | 0 | 186.213 | 48.632 | 15.525 | 0 | 250.37 | 25288 | 1005 | 72 | 0 | 26365 | 0 | 0 | 0 | 0 | 0
2024 | 4 | OR | 18260 | Surprise Valley Electrification | Preliminary | AC | 0.073 | 0.015 | 0 | 0 | 0.088 | 6 | 1 | 0 | 0 | 7 | . | . | . | . | 0 | . | . | . | . | 0 | . | . | . | . | 0 | . | . | . | . | 0 | . | . | . | . | 0 | . | . | . | . | 0 | . | . | . | . | 0 | . | . | . | . | 0 | . | . | . | . | 0 | . | . | . | . | 0 | . | . | . | . | 0 | . | . | . | . | 0 | . | . | . | . | 0 | . | . | . | . | 0 | . | . | . | . | 0 | 0.073 | 0.015 | NM | 0 | 0.088 | 6 | 1 | 0 | 0 | 7 | 0 | 0 | 0 | 0 | 0
2024 | 4 | OR | 28541 | Clatskanie Peoples Util Dist | Preliminary | AC | 0.118 | . | . | . | 0.118 | 15 | . | . | . | 15 | . | . | . | . | 0 | . | . | . | . | 0 | . | . | . | . | 0 | . | . | . | . | 0 | . | . | . | . | 0 | . | . | . | . | 0 | . | . | . | . | 0 | . | . | . | . | 0 | . | . | . | . | 0 | . | . | . | . | 0 | . | . | . | . | 0 | . | . | . | . | 0 | 0.003 | . | . | . | 0.003 | 1 | . | . | . | 1 | . | . | . | . | 0 | 0.121 | NM | NM | 0 | 0.121 | 16 | 0 | 0 | 0 | 16 | 0 | 0 | 0 | 0 | 0
2024 | 4 | OR | 40437 | Emerald People's Utility Dist | Preliminary | AC | 1.616 | 0.253 | . | . | 1.869 | 229 | 23 | . | . | 252 | 0.17 | . | . | . | 0.17 | 99 | . | . | . | 99 | . | . | . | . | 0 | . | . | . | . | 0 | . | . | . | . | 0 | . | . | . | . | 0 | . | . | . | . | 0 | . | . | . | . | 0 | . | . | . | . | 0 | . | . | . | . | 0 | . | . | . | . | 0 | . | . | . | . | 0 | . | . | . | . | 0 | . | . | . | . | 0 | . | . | . | . | 0 | 1.786 | 0.253 | NM | 0 | 2.039 | 328 | 23 | 0 | 0 | 351 | 0 | 0 | 0 | 0 | 0
2024 | 4 | OR | 99999 | Adjustment 2024 | Preliminary |  | -39.722 | -14.225 | -2.72 | 0 | -56.667 | . | . | . | . | . | . | . | . | . | 0 | . | . | . | . | . | . | . | . | . | . | -1.109 | -0.055 | 0 | 0 | -1.164 | . | . | . | . | . | . | . | . | . | . | -0.007 | 0 | 0 | 0 | -0.007 | . | . | . | . | . | . | . | . | . | . | . | . | . | . | . | . | . | . | . | . | . | . | . | . | . | . | . | . | . | . | . | . | . | . | . | . | . | . | . | . | -39.722 | -14.225 | -2.72 | 0 | -56.667 | . | . | . | . | . | . | . | . | . | .
2024 | 4 | PA | 3597 | Citizens Electric Co - (PA) | Preliminary | AC | 0.857 | 2.61 | 0.841 | . | 4.308 | 67 | 12 | 3 | . | 82 | . | . | . | . | 0 | . | . | . | . | 0 | . | . | . | . | 0 | . | . | . | . | 0 | . | . | . | . | 0 | . | . | . | . | 0 | . | . | . | . | 0 | . | . | . | . | 0 | . | . | . | . | 0 | . | . | . | . | 0 | . | . | . | . | 0 | . | . | . | . | 0 | . | . | . | . | 0 | . | . | . | . | 0 | . | . | . | . | 0 | 0.857 | 2.61 | 0.841 | 0 | 4.308 | 67 | 12 | 3 | 0 | 82 | 0 | 0 | 0 | 0 | 0
2024 | 4 | PA | 5487 | Duquesne Light Co | Preliminary | AC | 55.536 | 24.847 | 1.292 | . | 81.675 | 8005 | 159 | 4 | . | 8168 | 0.2 | 5.74 | . | . | 5.94 | 14 | 16 | . | . | 30 | . | . | . | . | 0 | . | . | . | . | 0 | . | . | . | . | 0 | . | . | . | . | 0 | . | . | . | . | 0 | . | . | . | . | 0 | . | . | . | . | 0 | 0.067 | 0.02 | . | . | 0.087 | 13 | 4 | . | . | 17 | . | . | . | . | 0 | 0.004 | 0.49 | . | . | 0.494 | 1 | 5 | . | . | 6 | . | . | . | . | 0 | 55.807 | 31.097 | 1.292 | 0 | 88.196 | 8033 | 184 | 4 | 0 | 8221 | 0 | 0 | 0 | 0 | 0
2024 | 4 | PA | 14715 | PPL Electric Utilities Corp | Preliminary | AC | 227.568 | 121.75 | 18.288 | . | 367.606 | 24818 | 1015 | 62 | . | 25895 | 1.129 | 13.848 | . | . | 14.977 | 49 | 134 | . | . | 183 | . | . | . | . | 0 | . | . | . | . | 0 | . | . | . | . | 0 | . | . | . | . | 0 | . | . | . | . | 0 | . | . | . | . | 0 | . | . | . | . | 0 | 0.313 | 0.129 | . | . | 0.442 | 97 | 20 | . | . | 117 | . | . | . | . | 0 | 0.143 | 35.445 | 2.429 | . | 38.017 | 8 | 38 | 2 | . | 48 | . | . | . | . | 0 | 229.153 | 171.172 | 20.717 | 0 | 421.042 | 24972 | 1207 | 64 | 0 | 26243 | 0 | 0 | 0 | 0 | 0
2024 | 4 | PA | 14940 | PECO Energy Co | Preliminary | AC | 131.146 | 25.629 | 25.22 | . | 181.995 | 18915 | 378 | 44 | . | 19337 | 1.05 | 25.629 | . | . | 26.679 | 62 | 378 | . | . | 440 | . | . | . | . | 0 | . | . | . | . | 0 | . | . | . | . | 0 | . | . | . | . | 0 | . | . | . | . | 0 | . | . | . | . | 0 | . | . | . | . | 0 | . | . | . | . | 0 | . | . | . | . | 0 | . | . | . | . | 0 | . | . | . | . | 0 | . | . | . | . | 0 | . | . | . | . | 0 | 132.196 | 51.258 | 25.22 | 0 | 208.674 | 18977 | 756 | 44 | 0 | 19777 | 0 | 0 | 0 | 0 | 0
2024 | 4 | PA | 15045 | Pike County Light & Power Co | Preliminary | AC | 0.318 | 0.02 | 0 | 0 | 0.338 | 30 | 1 | 0 | 0 | 31 | . | . | . | . | 0 | . | . | . | . | 0 | . | . | . | . | 0 | . | . | . | . | 0 | . | . | . | . | 0 | . | . | . | . | 0 | . | . | . | . | 0 | . | . | . | . | 0 | . | . | . | . | 0 | . | . | . | . | 0 | . | . | . | . | 0 | . | . | . | . | 0 | . | . | . | . | 0 | . | . | . | . | 0 | . | . | . | . | 0 | 0.318 | 0.02 | NM | 0 | 0.338 | 30 | 1 | 0 | 0 | 31 | 0 | 0 | 0 | 0 | 0
2024 | 4 | PA | 19390 | UGI Utilities, Inc | Preliminary | AC | 1.873 | 0.225 | 0.12 | 0 | 2.218 | 211 | 10 | 2 | 0 | 223 | 0.159 | 0.26 | 0 | 0 | 0.419 | 12 | 3 | 0 | 0 | 15 | 0 | 0 | 0 | 0 | 0 | 0 | 0.026 | 0 | 0 | 0.026 | 0 | 1 | 0 | 0 | 1 | 0 | 0.04 | 0 | 0 | 0.04 | 0 | 0 | 0 | 0 | 0 | 0 | 0 | 0 | 0 | 0 | 0 | 0 | 0 | 0 | 0 | 0.017 | 0 | 0 | 0 | 0.017 | 5 | 0 | 0 | 0 | 5 | 0 | 0 | 0 | 0 | 0 | 0.02 | 0 | 0 | 0 | 0.02 | 1 | 0 | 0 | 0 | 1 | 0 | 0 | 0 | 0 | 0 | 2.069 | 0.485 | 0.12 | 0 | 2.674 | 229 | 13 | 2 | 0 | 244 | 0 | 0 | 0 | 0 | 0
2024 | 4 | PA | 20334 | Wellsborough Electric Co | Preliminary | AC | 0.137 | 0.125 | 1.125 | 0 | 1.387 | 17 | 5 | 1 | 0 | 23 | 0 | 0 | 0 | 0 | 0 | 0 | 0 | 0 | 0 | 0 | 0 | 0 | 0 | 0 | 0 | 0 | 0 | 0 | 0 | 0 | 0 | 0 | 0 | 0 | 0 | 0 | 0 | 0 | 0 | 0 | 0 | 0 | 0 | 0 | 0 | 0 | 0 | 0 | 0 | 0 | 0 | 0 | 0 | 0 | 0 | 0.015 | 0.002 | 0 | 0 | 0.017 | 3 | 1 | 0 | 0 | 4 | 0 | 0 | 0 | 0 | 0 | 0 | 0 | 0 | 0 | 0 | 0 | 0 | 0 | 0 | 0 | 0 | 0 | 0 | 0 | 0 | 0.152 | 0.127 | 1.125 | 0 | 1.404 | 20 | 6 | 1 | 0 | 27 | 0 | 0 | 0 | 0 | 0
2024 | 4 | PA | 66101 | FirstEnergy Pennsylvania Electric Co | Preliminary | AC | 170.328 | 49.531 | 22.875 | 0 | 242.734 | 18682 | 672 | 53 | 0 | 19407 | 1.919 | 8.295 | 3.709 | 0 | 13.923 | 117 | 73 | 4 | 0 | 194 | 0 | 0 | 0 | 0 | 0 | 9.999 | 0.055 | 0 | 0 | 10.054 | 1207 | 9 | 0 | 0 | 1216 | 0 | 0 | 0 | 0 | 0 | 0.035 | 0 | 0 | 0 | 0.035 | 3 | 0 | 0 | 0 | 3 | 0 | 0 | 0 | 0 | 0 | 0.377 | 0.265 | 0.003 | 0 | 0.645 | 94 | 27 | 1 | 0 | 122 | 0 | 0 | 0 | 0 | 0 | 0.029 | 8.002 | 17.473 | 0 | 25.504 | 7 | 19 | 11 | 0 | 37 | 0 | 0 | 0 | 0 | 0 | 172.653 | 66.093 | 44.06 | 0 | 282.806 | 18900 | 791 | 69 | 0 | 19760 | 0 | 0 | 0 | 0 | 0
2024 | 4 | PA | 99999 | Adjustment 2024 | Preliminary |  | 155.186 | 54.661 | 22.052 | . | 231.899 | . | . | . | . | . | . | . | . | . | . | . | . | . | . | . | . | . | . | . | . | . | . | . | . | . | . | . | . | . | . | . | . | . | . | . | . | . | . | . | . | . | . | . | . | . | . | . | . | . | . | . | . | . | . | . | . | . | . | . | . | . | . | . | . | . | . | . | . | . | . | . | . | . | . | . | . | . | . | . | . | 155.186 | 54.661 | 22.052 | . | 231.899 | . | . | . | . | . | . | . | . | . | .
2024 | 4 | RI | 1857 | Block Island Utility District | Preliminary | AC | 0.44 | 0.03 | 0 | 0 | 0.47 | 54 | 5 | 0 | 0 | 59 | . | . | . | . | 0 | . | . | . | . | 0 | . | . | . | . | 0 | . | . | . | . | 0 | . | . | . | . | 0 | . | . | . | . | 0 | . | . | . | . | 0 | . | . | . | . | 0 | . | . | . | . | 0 | . | . | . | . | 0 | . | . | . | . | 0 | . | . | . | . | 0 | . | . | . | . | 0 | . | . | . | . | 0 | . | . | . | . | 0 | 0.44 | 0.03 | NM | 0 | 0.47 | 54 | 5 | 0 | 0 | 59 | 0 | 0 | 0 | 0 | 0
2024 | 4 | RI | 13214 | The Narragansett Electric Co | Preliminary | AC | 103.498 | 315.244 | 5.604 | . | 424.346 | 14929 | 533 | 30 | . | 15492 | 0.01 | 9.504 | . | . | 9.514 | 1 | 4 | . | . | 5 | . | . | . | . | 0 | 0.071 | . | . | . | 0.071 | 10 | . | . | . | 10 | 0.087 | . | . | . | 0.087 | . | . | . | . | 0 | . | . | . | . | 0 | . | . | . | . | 0 | 0.093 | 26.875 | . | . | 26.968 | 20 | 24 | . | . | 44 | . | . | . | . | 0 | . | 2.93 | . | . | 2.93 | . | 4 | . | . | 4 | . | . | . | . | 0 | 103.601 | 354.553 | 5.604 | 0 | 463.758 | 14950 | 565 | 30 | 0 | 15545 | 0 | 0 | 0 | 0 | 0
2024 | 4 | RI | 14537 | Pascoag Utility District | Preliminary | AC | 0.032 | . | . | . | 0.032 | 7 | . | . | . | 7 | . | . | . | . | 0 | . | . | . | . | 0 | 3.262 | . | . | . | 0 | . | . | . | . | 0 | . | . | . | . | 0 | . | . | . | . | 0 | . | . | . | . | 0 | . | . | . | . | 0 | . | . | . | . | 0 | . | . | . | . | 0 | . | . | . | . | 0 | . | . | . | . | 0 | . | . | . | . | 0 | . | . | . | . | 0 | . | . | . | . | 0 | 0.032 | NM | NM | 0 | 0.032 | 7 | 0 | 0 | 0 | 7 | 3.262 | 0 | 0 | 0 | 3.262
2024 | 4 | RI | 99999 | Adjustment 2024 | Preliminary |  | . | . | . | . | . | . | . | . | . | . | . | . | . | . | . | . | . | . | . | . | . | . | . | . | . | . | . | . | . | . | . | . | . | . | . | . | . | . | . | . | . | . | . | . | . | . | . | . | . | . | . | . | . | . | . | . | . | . | . | . | . | . | . | . | . | . | . | . | . | . | . | . | . | . | . | . | . | . | . | . | . | . | . | . | . | . | . | . | . | . | . | . | . | . | . | . | . | . | . | .
2024 | 4 | SC | 1613 | Berkeley Electric Coop Inc | Preliminary | AC | 11.347 | 0.29 | . | . | 11.637 | 1782 | 8 | . | . | 1790 | . | . | . | . | 0 | . | . | . | . | 0 | . | . | . | . | 0 | . | . | . | . | 0 | . | . | . | . | 0 | . | . | . | . | 0 | . | . | . | . | 0 | . | . | . | . | 0 | . | . | . | . | 0 | . | . | . | . | 0 | . | . | . | . | 0 | . | . | . | . | 0 | . | . | . | . | 0 | . | . | . | . | 0 | . | . | . | . | 0 | 11.347 | 0.29 | NM | 0 | 11.637 | 1782 | 8 | 0 | 0 | 1790 | 0 | 0 | 0 | 0 | 0
2024 | 4 | SC | 3046 | Duke Energy Progress - (NC) | Preliminary | AC | 18.188 | 3.353 | 5.269 | 0 | 26.81 | 2263 | 67 | 11 | 0 | 2341 | . | . | . | . | 0 | . | . | . | . | 0 | . | . | . | . | 0 | . | . | . | . | 0 | . | . | . | . | 0 | . | . | . | . | 0 | . | . | . | . | 0 | . | . | . | . | 0 | . | . | . | . | 0 | 0 | 0 | 0 | 0 | 0 | 0 | 0 | 0 | 0 | 0 | . | . | . | . | 0 | . | . | . | . | 0 | . | . | . | . | 0 | . | . | . | . | 0 | 18.188 | 3.353 | 5.269 | 0 | 26.81 | 2263 | 67 | 11 | 0 | 2341 | 0 | 0 | 0 | 0 | 0
2024 | 4 | SC | 5416 | Duke Energy Carolinas, LLC | Preliminary | AC | 97.881 | 20.069 | 11.554 | . | 129.504 | 12136 | 371 | 31 | . | 12538 | . | . | . | . | 0 | . | . | . | . | 0 | . | . | . | . | 0 | . | . | . | . | 0 | . | . | . | . | 0 | . | . | . | . | 0 | . | . | . | . | 0 | . | . | . | . | 0 | . | . | . | . | 0 | 0 | 0.001 | 0 | . | 0.001 | 0 | 1 | 0 | . | 1 | . | . | . | . | 0 | . | . | . | . | 0 | . | . | . | . | 0 | . | . | . | . | 0 | 97.881 | 20.07 | 11.554 | 0 | 129.505 | 12136 | 372 | 31 | 0 | 12539 | 0 | 0 | 0 | 0 | 0
2024 | 4 | SC | 14398 | Palmetto Electric Coop Inc | Preliminary | DC | 2.089 | 0.534 | . | . | 2.623 | 238 | 12 | . | . | 250 | 0.24 | . | . | . | 0.24 | 89 | . | . | . | 89 | 44.4 | . | . | . | 44.4 | 0.451 | . | . | . | 0.451 | 37 | . | . | . | 37 | 0.825 | . | . | . | 0.825 | . | . | . | . | 0 | . | . | . | . | 0 | . | . | . | . | 0 | . | . | . | . | 0 | . | . | . | . | 0 | . | . | . | . | 0 | . | . | . | . | 0 | . | . | . | . | 0 | . | . | . | . | 0 | 2.329 | 0.534 | NM | 0 | 2.863 | 327 | 12 | 0 | 0 | 339 | 44.4 | 0 | 0 | 0 | 44.4
2024 | 4 | SC | 17539 | Dominion Energy South Carolina, Inc | Preliminary | AC | 113.12 | 20.921 | 2.056 | . | 136.097 | 15698 | 246 | 4 | . | 15948 | . | . | . | . | 0 | . | . | . | . | 0 | 8625.031 | 1449.502 | 90.82 | . | 10165.353 | 4.436 | 0.036 | . | . | 4.472 | 601 | 5 | . | . | 606 | 10.475 | 0.096 | . | . | 10.571 | . | . | . | . | 0 | . | . | . | . | 0 | . | . | . | . | 0 | . | . | . | . | 0 | . | . | . | . | 0 | . | . | . | . | 0 | . | . | . | . | 0 | . | . | . | . | 0 | . | . | . | . | 0 | 113.12 | 20.921 | 2.056 | 0 | 136.097 | 15698 | 246 | 4 | 0 | 15948 | 8625.031 | 1449.502 | 90.82 | 0 | 10165.353
2024 | 4 | SC | 17543 | South Carolina Public Service Authority | Preliminary | AC | 12.774 | . | . | . | 12.774 | 1743 | . | . | . | 1743 | . | . | . | . | 0 | . | . | . | . | 0 | . | . | . | . | 0 | . | . | . | . | 0 | . | . | . | . | 0 | . | . | . | . | 0 | . | . | . | . | 0 | . | . | . | . | 0 | . | . | . | . | 0 | . | . | . | . | 0 | . | . | . | . | 0 | . | . | . | . | 0 | . | . | . | . | 0 | . | . | . | . | 0 | . | . | . | . | 0 | 12.774 | NM | NM | 0 | 12.774 | 1743 | 0 | 0 | 0 | 1743 | 0 | 0 | 0 | 0 | 0
2024 | 4 | SC | 99999 | Adjustment 2024 | Preliminary |  | 47.484 | 4.139 | 0 | . | 51.623 | . | . | . | . | . | -0.042 | . | . | . | -0.042 | . | . | . | . | . | . | . | . | . | . | -0.079 | . | . | . | -0.079 | . | . | . | . | . | . | . | . | . | . | . | . | . | . | 0 | . | . | . | . | . | . | . | . | . | . | . | . | . | . | . | . | . | . | . | . | . | . | . | . | . | . | . | . | . | . | . | . | . | . | . | . | . | . | . | . | 47.442 | 4.139 | NM | . | 51.581 | . | . | . | . | . | . | . | . | . | .
2024 | 4 | SD | 1769 | Black Hills Electric Coop, Inc | Preliminary | AC | 0.593 | 0.042 | 0 | 0 | 0.635 | 73 | 2 | 0 | 0 | 75 | 0 | 0 | 0 | 0 | 0 | 0 | 0 | 0 | 0 | 0 | 35.112 | 0.72 | 0 | 0 | 35.832 | 0 | 0 | 0 | 0 | 0 | 0 | 0 | 0 | 0 | 0 | 0 | 0 | 0 | 0 | 0 | 0 | 0 | 0 | 0 | 0 | 0 | 0 | 0 | 0 | 0 | 0 | 0 | 0 | 0 | 0 | 0.002 | 0 | 0 | 0 | 0.002 | 1 | 0 | 0 | 0 | 1 | 0.144 | 0 | 0 | 0 | 0.144 | 0 | 0 | 0 | 0 | 0 | 0 | 0 | 0 | 0 | 0 | 0 | 0 | 0 | . | 0 | 0.595 | 0.042 | NM | 0 | 0.637 | 74 | 2 | 0 | 0 | 76 | 35.256 | 0.72 | 0 | 0 | 35.976
2024 | 4 | SD | 14232 | Otter Tail Power Co | Preliminary | AC | 0.01 | 0.04 | 0 | 0 | 0.05 | 1 | 2 | 0 | 0 | 3 | 0 | 0 | 0 | 0 | 0 | 0 | 0 | 0 | 0 | 0 | 0.64 | 0.748 | 0 | 0 | 1.388 | 0 | 0 | 0 | 0 | 0 | 0 | 0 | 0 | 0 | 0 | 0 | 0 | 0 | 0 | 0 | 0 | 0 | 0 | 0 | 0 | 0 | 0 | 0 | 0 | 0 | 0 | 0 | 0 | 0 | 0 | 0.023 | 0.092 | 0 | 0 | 0.115 | 2 | 2 | 0 | 0 | 4 | 0 | 0.293 | 0 | 0 | 0.293 | 0 | 0 | 0 | 0 | 0 | 0 | 0 | 0 | 0 | 0 | 0 | 0 | 0 | 0 | 0 | 0.033 | 0.132 | NM | 0 | 0.165 | 3 | 4 | 0 | 0 | 7 | 0.64 | 1.041 | 0 | 0 | 1.681
2024 | 4 | SD | 17267 | Sioux Valley SW Elec Coop | Preliminary | DC | 0.274 | 0.078 | . | . | 0.352 | 26 | 6 | . | . | 32 | . | . | . | . | 0 | . | . | . | . | 0 | 14.803 | 1.36 | . | . | 16.163 | . | . | . | . | 0 | . | . | . | . | 0 | . | . | . | . | 0 | . | . | . | . | 0 | . | . | . | . | 0 | . | . | . | . | 0 | 0.013 | 0 | . | . | 0.013 | 3 | 0 | . | . | 3 | 1.18 | 0 | . | . | 1.18 | . | . | . | . | 0 | . | . | . | . | 0 | . | . | . | . | 0 | 0.287 | 0.078 | NM | 0 | 0.365 | 29 | 6 | 0 | 0 | 35 | 15.983 | 1.36 | 0 | 0 | 17.343
2024 | 4 | SD | 19293 | Southeastern Electric Coop Inc - (SD) | Preliminary | AC | 0.115 | 0.034 | . | . | 0.149 | 14 | 4 | . | . | 18 | . | . | . | . | 0 | . | . | . | . | 0 | 9.704 | 0.669 | . | . | 10.373 | . | . | . | . | 0 | . | . | . | . | 0 | . | . | . | . | 0 | . | . | . | . | 0 | . | . | . | . | 0 | . | . | . | . | 0 | . | . | . | . | 0 | . | . | . | . | 0 | . | . | . | . | 0 | . | . | . | . | 0 | . | . | . | . | 0 | . | . | . | . | 0 | 0.115 | 0.034 | NM | 0 | 0.149 | 14 | 4 | 0 | 0 | 18 | 9.704 | 0.669 | 0 | 0 | 10.373
2024 | 4 | SD | 19545 | Black Hills Power, Inc. | Preliminary | DC | 1.288 | 0.702 | 0 | 0 | 1.99 | 206 | 19 | 0 | 0 | 225 | . | . | . | . | 0 | . | . | . | . | 0 | . | . | . | . | 0 | . | . | . | . | 0 | . | . | . | . | 0 | . | . | . | . | 0 | . | . | . | . | 0 | . | . | . | . | 0 | . | . | . | . | 0 | 0.011 | 0.012 | 0 | 0 | 0.023 | 4 | 4 | 0 | 0 | 8 | . | . | . | . | 0 | . | . | . | . | 0 | . | . | . | . | 0 | . | . | . | . | 0 | 1.299 | 0.714 | NM | 0 | 2.013 | 210 | 23 | 0 | 0 | 233 | 0 | 0 | 0 | 0 | 0
2024 | 4 | SD | 20401 | West River Electric Assn Inc | Preliminary | DC | 0.717 | 0.15 | . | . | 0.867 | 89 | 1 | . | . | 90 | . | . | . | . | 0 | . | . | . | . | 0 | 38.644 | 0 | . | . | 38.644 | . | . | . | . | 0 | . | . | . | . | 0 | . | . | . | . | 0 | . | . | . | . | 0 | . | . | . | . | 0 | . | . | . | . | 0 | 0.022 | 0.01 | . | . | 0.032 | 7 | 1 | . | . | 8 | 0.19 | 0.278 | . | . | 0.468 | . | . | . | . | 0 | . | . | . | . | 0 | . | . | . | . | 0 | 0.739 | 0.16 | NM | 0 | 0.899 | 96 | 2 | 0 | 0 | 98 | 38.834 | 0.278 | 0 | 0 | 39.112
2024 | 4 | SD | 99999 | Adjustment 2024 | Preliminary |  | -0.397 | -0.162 | 0 | 0 | -0.56 | . | . | . | . | . | . | . | . | . | 0 | . | . | . | . | . | . | . | . | . | . | . | . | . | . | 0 | . | . | . | . | . | . | . | . | . | . | . | . | . | . | 0 | . | . | . | . | . | . | . | . | . | . | . | . | . | . | . | . | . | . | . | . | . | . | . | . | . | . | . | . | . | . | . | . | . | . | . | . | . | . | . | . | -0.397 | -0.162 | NM | 0 | -0.56 | . | . | . | . | . | . | . | . | . | .
2024 | 4 | TN | 10331 | Kingsport Power Co | Preliminary | AC | 0.551 | 0.425 | . | . | 0.976 | 81 | 12 | . | . | 93 | . | . | . | . | 0 | . | . | . | . | 0 | 32.225 | 36.568 | . | . | 68.793 | 0.206 | . | . | . | 0.206 | 33 | . | . | . | 33 | 0.404 | . | . | . | 0.404 | . | . | . | . | 0 | . | . | . | . | 0 | . | . | . | . | 0 | . | . | . | . | 0 | . | . | . | . | 0 | . | . | . | . | 0 | . | . | . | . | 0 | . | . | . | . | 0 | . | . | . | . | 0 | 0.551 | 0.425 | NM | 0 | 0.976 | 81 | 12 | 0 | 0 | 93 | 32.225 | 36.568 | 0 | 0 | 68.793
2024 | 4 | TN | 99999 | Adjustment 2024 | Preliminary |  | . | . | . | . | . | . | . | . | . | . | . | . | . | . | . | . | . | . | . | . | . | . | . | . | . | . | . | . | . | . | . | . | . | . | . | . | . | . | . | . | . | . | . | . | . | . | . | . | . | . | . | . | . | . | . | . | . | . | . | . | . | . | . | . | . | . | . | . | . | . | . | . | . | . | . | . | . | . | . | . | . | . | . | . | . | . | . | . | . | . | . | . | . | . | . | . | . | . | . | .
2024 | 4 | TX | 5701 | El Paso Electric Co | Preliminary | AC | 126.809 | 5.712 | . | . | 132.521 | 24275 | 164 | . | . | 24439 | 4.675 | 0.295 | . | . | 4.97 | 2200 | 58 | . | . | 2258 | 6863.563 | 14.027 | . | . | 6877.59 | 1.463 | 0.008 | . | . | 1.471 | 178 | 1 | . | . | 179 | . | . | . | . | 0 | . | . | . | . | 0 | . | . | . | . | 0 | . | . | . | . | 0 | 0.008 | 0.048 | . | . | 0.056 | 2 | 4 | . | . | 6 | . | . | . | . | 0 | . | . | . | . | 0 | . | . | . | . | 0 | . | . | . | . | 0 | 131.492 | 6.055 | NM | 0 | 137.547 | 26477 | 226 | 0 | 0 | 26703 | 6863.563 | 14.027 | 0 | 0 | 6877.59
2024 | 4 | TX | 16604 | City of San Antonio - (TX) | Preliminary | AC | 375.409 | 118.538 | 0 | 0 | 493.947 | 44382 | 873 | 0 | 0 | 45255 | . | . | . | . | 0 | . | . | . | . | 0 | . | . | . | . | 0 | . | . | . | . | 0 | . | . | . | . | 0 | . | . | . | . | 0 | . | . | . | . | 0 | . | . | . | . | 0 | . | . | . | . | 0 | . | . | . | . | 0 | . | . | . | . | 0 | . | . | . | . | 0 | . | . | . | . | 0 | . | . | . | . | 0 | . | . | . | . | 0 | 375.409 | 118.538 | NM | 0 | 493.947 | 44382 | 873 | 0 | 0 | 45255 | 0 | 0 | 0 | 0 | 0
2024 | 4 | TX | 55937 | Entergy Texas Inc. | Preliminary | DC | 48.089 | 1.043 | 0.236 | . | 49.368 | 4945 | 41 | 12 | . | 4998 | . | . | . | . | 0 | . | . | . | . | 0 | . | . | . | . | 0 | . | . | . | . | 0 | . | . | . | . | 0 | . | . | . | . | 0 | . | . | . | . | 0 | . | . | . | . | 0 | . | . | . | . | 0 | 0.006 | 0 | 0 | . | 0.006 | 3 | 0 | 0 | . | 3 | . | . | . | . | 0 | 0 | 0 | 0 | . | 0 | 0 | 0 | 0 | . | 0 | . | . | . | . | 0 | 48.095 | 1.043 | 0.236 | 0 | 49.374 | 4948 | 41 | 12 | 0 | 5001 | 0 | 0 | 0 | 0 | 0
2024 | 4 | TX | 65610 | Ammper Power LLC | Preliminary | AC | 0 | 0.2 | 0 | 0 | 0.2 | 0 | 2 | 0 | 0 | 2 | 0 | 0 | 0 | 0 | 0 | 0 | 0 | 0 | 0 | 0 | 0 | 14.26 | 0 | 0 | 14.26 | 0 | 0 | 0 | 0 | 0 | 0 | 0 | 0 | 0 | 0 | 0 | 0 | 0 | 0 | 0 | 0 | 0 | 0 | 0 | 0 | 0 | 0 | 0 | 0 | 0 | 0 | 0 | 0 | 0 | 0 | 0 | 0 | 0 | 0 | 0 | 0 | 0 | 0 | 0 | 0 | 0 | 0 | 0 | 0 | 0 | 0 | 0.4 | 0 | 0 | 0.4 | 0 | 1 | 0 | 0 | 1 | 0 | 1.263 | 0 | 0 | 1.263 | NM | 0.6 | NM | 0 | 0.6 | 0 | 3 | 0 | 0 | 3 | 0 | 15.523 | 0 | 0 | 15.523
2024 | 4 | TX | 99999 | Adjustment 2024 | Preliminary |  | 464.704 | 49.084 | NM | . | 516.104 | . | . | . | . | . | . | . | . | . | 0 | . | . | . | . | . | . | . | . | . | . | . | . | . | . | 0 | . | . | . | . | . | . | . | . | . | . | . | . | . | . | 0 | . | . | . | . | . | . | . | . | . | . | . | . | . | . | . | . | . | . | . | . | . | . | . | . | . | . | . | . | . | . | . | . | . | . | . | . | . | . | . | . | 464.704 | 49.084 | NM | . | 516.104 | . | . | . | . | . | . | . | . | . | .
2024 | 4 | UT | 2010 | City of Bountiful | Preliminary | DC | 1.837 | 0.086 | . | . | 1.923 | 263 | 6 | . | . | 269 | . | . | . | . | 0 | . | . | . | . | 0 | . | . | . | . | 0 | . | . | . | . | 0 | . | . | . | . | 0 | . | . | . | . | 0 | . | . | . | . | 0 | . | . | . | . | 0 | . | . | . | . | 0 | . | . | . | . | 0 | . | . | . | . | 0 | . | . | . | . | 0 | . | . | . | . | 0 | . | . | . | . | 0 | . | . | . | . | 0 | 1.837 | 0.086 | NM | 0 | 1.923 | 263 | 6 | 0 | 0 | 269 | 0 | 0 | 0 | 0 | 0
2024 | 4 | UT | 11135 | City of Logan - (UT) | Preliminary | DC | 7.89 | 1.587 | 0 | 0 | 9.477 | 984 | 41 | 0 | 0 | 1025 | . | . | . | . | 0 | . | . | . | . | 0 | . | . | . | . | 0 | . | . | . | . | 0 | . | . | . | . | 0 | . | . | . | . | 0 | . | . | . | . | 0 | . | . | . | . | 0 | . | . | . | . | 0 | . | . | . | . | 0 | . | . | . | . | 0 | . | . | . | . | 0 | . | . | . | . | 0 | . | . | . | . | 0 | . | . | . | . | 0 | 7.89 | 1.587 | NM | 0 | 9.477 | 984 | 41 | 0 | 0 | 1025 | 0 | 0 | 0 | 0 | 0
2024 | 4 | UT | 12866 | Moon Lake Electric Assn Inc | Preliminary | AC | 0.639 | 0.046 | 0 | 0 | 0.685 | 80 | 4 | 0 | 0 | 84 | 0 | 0 | 0 | 0 | 0 | 0 | 0 | 0 | 0 | 0 | 0 | 0 | 0 | 0 | 0 | . | . | . | . | 0 | . | . | . | . | 0 | . | . | . | . | 0 | . | . | . | . | 0 | . | . | . | . | 0 | . | . | . | . | 0 | . | . | . | . | 0 | . | . | . | . | 0 | . | . | . | . | 0 | . | . | . | . | 0 | . | . | . | . | 0 | . | . | . | . | 0 | 0.639 | 0.046 | NM | 0 | 0.685 | 80 | 4 | 0 | 0 | 84 | 0 | 0 | 0 | 0 | 0
2024 | 4 | UT | 14354 | PacifiCorp | Preliminary | DC | 488.883 | 92.006 | 10.771 | 0 | 591.66 | 68897 | 1417 | 102 | 0 | 70416 | . | . | . | . | 0 | . | . | . | . | 0 | . | . | . | . | 0 | 55.474 | 1.536 | 0 | 0 | 57.01 | 6666 | 35 | 0 | 0 | 6701 | 139.179 | 3.549 | 0 | 0 | 142.728 | 0.054 | 0 | 0 | 0 | 0.054 | 5 | 0 | 0 | 0 | 5 | 0.123 | 0 | 0 | 0 | 0.123 | 0.15 | 0.031 | 0 | 0 | 0.181 | 45 | 9 | 0 | 0 | 54 | . | . | . | . | 0 | 0.117 | 0.363 | 0.011 | 0 | 0.491 | 19 | 11 | 2 | 0 | 32 | . | . | . | . | 0 | 489.15 | 92.4 | 10.782 | 0 | 592.332 | 68961 | 1437 | 104 | 0 | 70502 | 0 | 0 | 0 | 0 | 0
2024 | 4 | UT | 15444 | Provo City Corp | Preliminary | AC | 8.134 | 0.477 | . | . | 8.611 | 1184 | 20 | . | . | 1204 | . | . | . | . | 0 | . | . | . | . | 0 | 615.508 | 9.322 | . | . | 624.83 | . | . | . | . | 0 | . | . | . | . | 0 | . | . | . | . | 0 | . | . | . | . | 0 | . | . | . | . | 0 | . | . | . | . | 0 | . | . | . | . | 0 | . | . | . | . | 0 | . | . | . | . | 0 | . | . | . | . | 0 | . | . | . | . | 0 | . | . | . | . | 0 | 8.134 | 0.477 | NM | 0 | 8.611 | 1184 | 20 | 0 | 0 | 1204 | 615.508 | 9.322 | 0 | 0 | 624.83
2024 | 4 | UT | 17845 | City of Springville - (UT) | Preliminary | AC | 1.872 | 0.587 | . | . | 2.459 | 285 | 3 | . | . | 288 | . | . | . | . | 0 | . | . | . | . | 0 | . | . | . | . | 0 | . | . | . | . | 0 | . | . | . | . | 0 | . | . | . | . | 0 | . | . | . | . | 0 | . | . | . | . | 0 | . | . | . | . | 0 | 0.003 | . | . | . | 0.003 | 1 | . | . | . | 1 | . | . | . | . | 0 | . | . | . | . | 0 | . | . | . | . | 0 | . | . | . | . | 0 | 1.875 | 0.587 | NM | 0 | 2.462 | 286 | 3 | 0 | 0 | 289 | 0 | 0 | 0 | 0 | 0
2024 | 4 | UT | 17874 | City of St George | Preliminary | DC | 6.573 | 1.523 | 0 | 0 | 8.096 | 805 | 32 | 0 | 0 | 837 | . | . | . | . | 0 | . | . | . | . | 0 | . | . | . | . | 0 | . | . | . | . | 0 | . | . | . | . | 0 | . | . | . | . | 0 | . | . | . | . | 0 | . | . | . | . | 0 | . | . | . | . | 0 | . | . | . | . | 0 | . | . | . | . | 0 | . | . | . | . | 0 | . | . | . | . | 0 | . | . | . | . | 0 | . | . | . | . | 0 | 6.573 | 1.523 | NM | 0 | 8.096 | 805 | 32 | 0 | 0 | 837 | 0 | 0 | 0 | 0 | 0
2024 | 4 | UT | 18206 | Strawberry Electric Serv Dist | Preliminary | AC | 1.501 | 0.03 | . | . | 1.531 | 216 | 3 | . | . | 219 | . | . | . | . | 0 | . | . | . | . | 0 | 117.802 | 1.968 | . | . | 119.77 | . | . | . | . | 0 | . | . | . | . | 0 | . | . | . | . | 0 | . | . | . | . | 0 | . | . | . | . | 0 | . | . | . | . | 0 | . | . | . | . | 0 | . | . | . | . | 0 | . | . | . | . | 0 | . | . | . | . | 0 | . | . | . | . | 0 | . | . | . | . | 0 | 1.501 | 0.03 | NM | 0 | 1.531 | 216 | 3 | 0 | 0 | 219 | 117.802 | 1.968 | 0 | 0 | 119.77
2024 | 4 | UT | 99999 | Adjustment 2024 | Preliminary |  | -67.163 | -12.497 | -1.878 | 0 | -81.539 | . | . | . | . | . | . | . | . | . | 0 | . | . | . | . | . | . | . | . | . | . | -9.675 | -0.268 | 0 | 0 | -9.943 | . | . | . | . | . | . | . | . | . | . | -0.009 | 0 | 0 | 0 | -0.009 | . | . | . | . | . | . | . | . | . | . | . | . | . | . | . | . | . | . | . | . | . | . | . | . | . | . | . | . | . | . | . | . | . | . | . | . | . | . | . | . | -67.163 | -12.497 | -1.878 | 0 | -81.539 | . | . | . | . | . | . | . | . | . | .
2024 | 4 | VA | 84 | A & N Electric Coop | Preliminary | AC | 1.233 | 0.439 | 0 | 0 | 1.672 | 162 | 25 | 0 | 0 | 187 | 0 | 0 | 0 | 0 | 0 | 0 | 0 | 0 | 0 | 0 | 0 | 0 | 0 | 0 | 0 | 0 | 0 | 0 | 0 | 0 | 0 | 0 | 0 | 0 | 0 | 0 | 0 | 0 | 0 | 0 | 0 | 0 | 0 | 0 | 0 | 0 | 0 | 0 | 0 | 0 | 0 | 0 | 0 | 0 | 0 | 0.012 | 0.002 | 0 | 0 | 0.014 | 5 | 1 | 0 | 0 | 6 | 0 | 0 | 0 | 0 | 0 | 0 | 0 | 0 | 0 | 0 | 0 | 0 | 0 | 0 | 0 | 0 | 0 | 0 | 0 | 0 | 1.245 | 0.441 | NM | 0 | 1.686 | 167 | 26 | 0 | 0 | 193 | 0 | 0 | 0 | 0 | 0
2024 | 4 | VA | 733 | Appalachian Power Co | Preliminary | AC | 30.895 | 6.639 | 0.19 | . | 37.724 | 4208 | 164 | 6 | . | 4378 | . | 0.945 | . | . | 0.945 | . | 3 | . | . | 3 | 2445.708 | 444.159 | 6.802 | . | 2896.669 | 3.047 | 0.09 | . | . | 3.137 | 637 | 10 | . | . | 647 | 6.63 | 0.235 | . | . | 6.865 | . | 0.003 | . | . | 0.003 | . | 1 | . | . | 1 | . | 0.003 | . | . | 0.003 | 0.06 | 0.035 | . | . | 0.095 | 15 | 4 | . | . | 19 | 1.774 | 0.32 | . | . | 2.094 | . | 0.001 | . | . | 0.001 | . | 1 | . | . | 1 | . | 0 | . | . | 0 | 30.955 | 7.62 | 0.19 | 0 | 38.765 | 4223 | 172 | 6 | 0 | 4401 | 2447.482 | 444.479 | 6.802 | 0 | 2898.763
2024 | 4 | VA | 10171 | Kentucky Utilities Co | Preliminary | DC | 0.537 | 7.138 | . | . | 7.675 | 60 | 18 | . | . | 78 | . | . | . | . | 0 | . | . | . | . | 0 | 26.12 | 406.097 | . | . | 432.217 | 0.114 | . | . | . | 0.114 | 22 | . | . | . | 22 | 0 | . | . | . | 0 | . | . | . | . | 0 | . | . | . | . | 0 | . | . | . | . | 0 | . | . | . | . | 0 | . | . | . | . | 0 | . | . | . | . | 0 | . | . | . | . | 0 | . | . | . | . | 0 | . | . | . | . | 0 | 0.537 | 7.138 | NM | 0 | 7.675 | 60 | 18 | 0 | 0 | 78 | 26.12 | 406.097 | 0 | 0 | 432.217
2024 | 4 | VA | 17066 | Shenandoah Valley Elec Coop | Preliminary | AC | 9.438 | 4.949 | 3.802 | 0 | 18.189 | 1184 | 71 | 24 | 0 | 1279 | . | . | . | . | 0 | . | . | . | . | 0 | . | . | . | . | 0 | . | . | . | . | 0 | . | . | . | . | 0 | . | . | . | . | 0 | . | . | . | . | 0 | . | . | . | . | 0 | . | . | . | . | 0 | 0.034 | . | . | . | 0.034 | 8 | . | . | . | 8 | . | . | . | . | 0 | . | . | . | . | 0 | . | . | . | . | 0 | . | . | . | . | 0 | 9.472 | 4.949 | 3.802 | 0 | 18.223 | 1192 | 71 | 24 | 0 | 1287 | 0 | 0 | 0 | 0 | 0
2024 | 4 | VA | 19876 | Virginia Electric & Power Co | Preliminary | AC | 332.153 | 152.092 | 0.121 | . | 484.366 | 44993 | 1062 | 8 | . | 46063 | . | . | . | . | 0 | . | . | . | . | 0 | . | . | . | . | 0 | . | . | . | . | 0 | . | . | . | . | 0 | . | . | . | . | 0 | . | . | . | . | 0 | . | . | . | . | 0 | . | . | . | . | 0 | 0.078 | 0.112 | . | . | 0.19 | 29 | 10 | . | . | 39 | . | . | . | . | 0 | . | . | . | . | 0 | . | . | . | . | 0 | . | . | . | . | 0 | 332.231 | 152.204 | 0.121 | 0 | 484.556 | 45022 | 1072 | 8 | 0 | 46102 | 0 | 0 | 0 | 0 | 0
2024 | 4 | VA | 19882 | Virginia Tech Electric Service | Preliminary | AC | 0.454 | 0.145 | 0 | 0 | 0.599 | 82 | 5 | 0 | 0 | 87 | 0 | 0 | 0 | 0 | 0 | 0 | 0 | 0 | 0 | 0 | 0 | 0 | 0 | 0 | 0 | 0 | 0 | 0 | 0 | 0 | 0 | 0 | 0 | 0 | 0 | 0 | 0 | 0 | 0 | 0 | 0 | 0 | 0 | 0 | 0 | 0 | 0 | 0 | 0 | 0 | 0 | 0 | 0 | 0 | 0 | 0 | 0 | 0 | 0 | 0 | 0 | 0 | 0 | 0 | 0 | 0 | 0 | 0 | 0 | 0 | 0 | 0 | 0 | 0 | 0 | 0 | 0 | 0 | 0 | 0 | 0 | 0 | 0 | 0 | 0 | 0.454 | 0.145 | NM | 0 | 0.599 | 82 | 5 | 0 | 0 | 87 | 0 | 0 | 0 | 0 | 0
2024 | 4 | VA | 40228 | Rappahannock Electric Coop | Preliminary | AC | 24.068 | 6.179 | . | . | 30.247 | 3090 | 90 | . | . | 3180 | . | . | . | . | 0 | . | . | . | . | 0 | . | . | . | . | 0 | . | . | . | . | 0 | . | . | . | . | 0 | . | . | . | . | 0 | . | . | . | . | 0 | . | . | . | . | 0 | . | . | . | . | 0 | 0.022 | . | . | . | 0.022 | 6 | . | . | . | 6 | . | . | . | . | 0 | . | 0.839 | . | . | 0.839 | . | 1 | . | . | 1 | . | . | . | . | 0 | 24.09 | 7.018 | NM | 0 | 31.108 | 3096 | 91 | 0 | 0 | 3187 | 0 | 0 | 0 | 0 | 0
2024 | 4 | VA | 99999 | Adjustment 2024 | Preliminary |  | 48.048 | 7.44 | 0.01 | . | 55.498 | . | . | . | . | . | . | . | . | . | 0 | . | . | . | . | . | . | . | . | . | . | -0.02 | . | . | . | -0.02 | . | . | . | . | . | . | . | . | . | . | . | . | . | . | 0 | . | . | . | . | . | . | . | . | . | . | . | . | . | . | . | . | . | . | . | . | . | . | . | . | . | . | . | . | . | . | . | . | . | . | . | . | . | . | . | . | 48.048 | 7.44 | 0.01 | . | 55.498 | . | . | . | . | . | . | . | . | . | .
2024 | 4 | VT | 2548 | City of Burlington Electric - (VT) | Preliminary | AC | 1.735 | 0.426 | 0.038 | 0 | 2.199 | 319 | 23 | 1 | 0 | 343 | 0.175 | 3.566 | 0 | 0 | 3.741 | 69 | 87 | 0 | 0 | 156 | 103.517 | 368.103 | . | . | 471.62 | . | . | . | . | 0 | . | . | . | . | 0 | . | . | . | . | 0 | . | . | . | . | 0 | . | . | . | . | 0 | . | . | . | . | 0 | . | 0.01 | . | . | 0.01 | . | 1 | . | . | 1 | . | . | . | . | 0 | . | . | . | . | 0 | . | . | . | . | 0 | . | . | . | . | 0 | 1.91 | 4.002 | 0.038 | 0 | 5.95 | 388 | 111 | 1 | 0 | 500 | 103.517 | 368.103 | 0 | 0 | 471.62
2024 | 4 | VT | 7601 | Green Mountain Power Corp | Preliminary | AC | 75.609 | 54.899 | 0.197 | 0 | 130.705 | 6237 | 552 | 4 | 0 | 6793 | . | . | . | . | 0 | . | . | . | . | 0 | . | . | . | . | 0 | . | . | . | . | 0 | . | . | . | . | 0 | . | . | . | . | 0 | . | . | . | . | 0 | . | . | . | . | 0 | . | . | . | . | 0 | 0.192 | . | . | . | 0.192 | 14 | . | . | . | 14 | . | . | . | . | 0 | 0.916 | 0.22 | . | . | 1.136 | 55 | 2 | . | . | 57 | . | . | . | . | 0 | 76.717 | 55.119 | 0.197 | 0 | 132.033 | 6306 | 554 | 4 | 0 | 6864 | 0 | 0 | 0 | 0 | 0
2024 | 4 | VT | 19791 | Vermont Electric Cooperative, Inc | Preliminary | AC | 19.912 | 1.634 | 0 | 0 | 21.546 | 2454 | 28 | 0 | 0 | 2482 | 1.666 | 7.256 | 0 | 0 | 8.922 | 108 | 51 | 0 | 0 | 159 | . | . | . | . | 0 | . | . | . | . | 0 | . | . | . | . | 0 | . | . | . | . | 0 | . | . | . | . | 0 | . | . | . | . | 0 | . | . | . | . | 0 | 0.159 | 0.071 | 0 | 0 | 0.23 | 29 | 5 | 0 | 0 | 34 | . | . | . | . | 0 | 0.009 | 0.282 | 0 | 0 | 0.291 | 1 | 2 | 0 | 0 | 3 | . | . | . | . | 0 | 21.746 | 9.243 | NM | 0 | 30.989 | 2592 | 86 | 0 | 0 | 2678 | 0 | 0 | 0 | 0 | 0
2024 | 4 | VT | 99999 | Adjustment 2024 | Preliminary |  | 14.592 | 4.129 | 1.152 | . | 19.873 | . | . | . | . | . | . | . | . | . | . | . | . | . | . | . | . | . | . | . | . | . | . | . | . | . | . | . | . | . | . | . | . | . | . | . | . | . | . | . | . | . | . | . | . | . | . | . | . | . | . | . | . | . | . | . | . | . | . | . | . | . | . | . | . | . | . | . | . | . | . | . | . | . | . | . | . | . | . | . | . | 14.592 | 4.129 | 1.152 | . | 19.873 | . | . | . | . | . | . | . | . | . | .
2024 | 4 | WA | 3660 | PUD No 1 of Clark County - (WA) | Preliminary | AC | 20.194 | 0.88 | . | . | 21.074 | 2844 | 36 | . | . | 2880 | 0.919 | 0.182 | . | . | 1.101 | 911 | 19 | . | . | 930 | 1293.73 | 53.31 | . | . | 1347.04 | 1.312 | 0.007 | . | . | 1.319 | 148 | 1 | . | . | 149 | 3.177 | 0.02 | . | . | 3.197 | 0.03 | . | . | . | 0.03 | 3 | . | . | . | 3 | 0.081 | . | . | . | 0.081 | 0.066 | 0.002 | . | . | 0.068 | 4 | 1 | . | . | 5 | 0.82 | . | . | . | 0.82 | 0.016 | . | . | . | 0.016 | 1 | . | . | . | 1 | 0.79 | . | . | . | 0.79 | 21.195 | 1.064 | NM | 0 | 22.259 | 3760 | 56 | 0 | 0 | 3816 | 1295.34 | 53.31 | 0 | 0 | 1348.65
2024 | 4 | WA | 4442 | PUD No 1 of Cowlitz County | Preliminary | AC | 4.704 | 0.012 | . | . | 4.716 | 513 | 1 | . | . | 514 | 0.059 | . | . | . | 0.059 | 78 | . | . | . | 78 | . | . | . | . | 0 | 0.137 | . | . | . | 0.137 | 11 | . | . | . | 11 | 0.176 | . | . | . | 0.176 | . | . | . | . | 0 | . | . | . | . | 0 | . | . | . | . | 0 | 0.007 | . | . | . | 0.007 | 3 | . | . | . | 3 | . | . | . | . | 0 | 0.004 | . | . | . | 0.004 | 1 | . | . | . | 1 | . | . | . | . | 0 | 4.774 | 0.012 | NM | 0 | 4.786 | 595 | 1 | 0 | 0 | 596 | 0 | 0 | 0 | 0 | 0
2024 | 4 | WA | 14354 | PacifiCorp | Preliminary | DC | 29.903 | 8.728 | 1.006 | 0 | 39.637 | 2707 | 230 | 21 | 0 | 2958 | . | . | . | . | 0 | . | . | . | . | 0 | . | . | . | . | 0 | 0.587 | 0.008 | 0 | 0 | 0.595 | 56 | 1 | 0 | 0 | 57 | 0.846 | 0.019 | 0 | 0 | 0.865 | . | . | . | . | 0 | . | . | . | . | 0 | . | . | . | . | 0 | 0.03 | 0 | 0 | 0 | 0.03 | 4 | 0 | 0 | 0 | 4 | . | . | . | . | 0 | . | . | . | . | 0 | . | . | . | . | 0 | . | . | . | . | 0 | 29.933 | 8.728 | 1.006 | 0 | 39.667 | 2711 | 230 | 21 | 0 | 2962 | 0 | 0 | 0 | 0 | 0
2024 | 4 | WA | 15500 | Puget Sound Energy Inc | Preliminary | AC | 156.768 | 24.567 | 0.304 | 0 | 181.639 | 21287 | 1314 | 7 | 0 | 22608 | 0 | 0 | 0 | 0 | 0 | 0 | 0 | 0 | 0 | 0 | 0 | 0 | 0 | 0 | 0 | 9.928 | 0.264 | 0 | 0 | 10.192 | 1470 | 53 | 0 | 0 | 1523 | 20.181 | 0.44 | 0 | 0 | 20.621 | 0 | 0 | 0 | 0 | 0 | 0 | 0 | 0 | 0 | 0 | 0 | 0 | 0 | 0 | 0 | 0.058 | 0.016 | 0 | 0 | 0.074 | 20 | 7 | 0 | 0 | 27 | 0 | 0 | 0 | 0 | 0 | 0.116 | 0.223 | 0.014 | 0 | 0.353 | 15 | 7 | 1 | 0 | 23 | 0 | 0 | 0 | 0 | 0 | 156.942 | 24.806 | 0.318 | 0 | 182.066 | 21322 | 1328 | 8 | 0 | 22658 | 0 | 0 | 0 | 0 | 0
2024 | 4 | WA | 16868 | City of Seattle - (WA) | Preliminary | DC | 51.982 | 8.716 | . | . | 60.698 | 7119 | 437 | . | . | 7556 | . | . | . | . | 0 | . | . | . | . | 0 | . | . | . | . | 0 | 1.712 | 0.022 | . | . | 1.734 | 74 | 2 | . | . | 76 | . | . | . | . | 0 | . | . | . | . | 0 | . | . | . | . | 0 | . | . | . | . | 0 | . | . | . | . | 0 | . | . | . | . | 0 | . | . | . | . | 0 | . | . | . | . | 0 | . | . | . | . | 0 | . | . | . | . | 0 | 51.982 | 8.716 | NM | 0 | 60.698 | 7119 | 437 | 0 | 0 | 7556 | 0 | 0 | 0 | 0 | 0
2024 | 4 | WA | 17470 | PUD No 1 of Snohomish County | Preliminary | DC | 38.411 | 4.42 | . | . | 42.831 | 4389 | 172 | . | . | 4561 | . | . | . | . | 0 | . | . | . | . | 0 | . | . | . | . | 0 | 0.814 | . | . | . | 0.814 | 305 | . | . | . | 305 | 5.773 | . | . | . | 5.773 | . | . | . | . | 0 | . | . | . | . | 0 | . | . | . | . | 0 | 0.01 | . | . | . | 0.01 | 4 | . | . | . | 4 | . | . | . | . | 0 | . | . | . | . | 0 | . | . | . | . | 0 | . | . | . | . | 0 | 38.421 | 4.42 | NM | 0 | 42.841 | 4393 | 172 | 0 | 0 | 4565 | 0 | 0 | 0 | 0 | 0
2024 | 4 | WA | 18429 | City of Tacoma - (WA) | Preliminary | AC | 17.17 | 1.039 | . | . | 18.209 | 2591 | 64 | . | . | 2655 | . | . | . | . | 0 | . | . | . | . | 0 | . | . | . | . | 0 | . | . | . | . | 0 | . | . | . | . | 0 | . | . | . | . | 0 | . | . | . | . | 0 | . | . | . | . | 0 | . | . | . | . | 0 | . | . | . | . | 0 | . | . | . | . | 0 | . | . | . | . | 0 | . | . | . | . | 0 | . | . | . | . | 0 | . | . | . | . | 0 | 17.17 | 1.039 | NM | 0 | 18.209 | 2591 | 64 | 0 | 0 | 2655 | 0 | 0 | 0 | 0 | 0
2024 | 4 | WA | 20169 | Avista Corp | Preliminary | AC | 28.5 | 3.98 | . | . | 32.48 | 3793 | 201 | . | . | 3994 | . | . | . | . | 0 | . | . | . | . | 0 | . | . | . | . | 0 | . | . | . | . | 0 | . | . | . | . | 0 | . | . | . | . | 0 | . | . | . | . | 0 | . | . | . | . | 0 | . | . | . | . | 0 | 0.066 | . | . | . | 0.066 | 10 | . | . | . | 10 | . | . | . | . | 0 | 0.097 | . | . | . | 0.097 | 11 | . | . | . | 11 | . | . | . | . | 0 | 28.663 | 3.98 | NM | 0 | 32.643 | 3814 | 201 | 0 | 0 | 4015 | 0 | 0 | 0 | 0 | 0
2024 | 4 | WA | 99999 | Adjustment 2024 | Preliminary |  | 47.487 | 2.227 | -0.134 | 0 | 49.58 | . | . | . | . | . | . | . | . | . | 0 | . | . | . | . | . | . | . | . | . | . | -0.543 | -0.005 | 0 | 0 | -0.548 | . | . | . | . | . | . | . | . | . | . | . | . | . | . | 0 | . | . | . | . | . | . | . | . | . | . | . | . | . | . | . | . | . | . | . | . | . | . | . | . | . | . | . | . | . | . | . | . | . | . | . | . | . | . | . | . | 47.487 | 2.227 | -0.134 | 0 | 49.58 | . | . | . | . | . | . | . | . | . | .
2024 | 4 | WI | 4715 | Dahlberg Light & Power Co | Preliminary | AC | 0.411 | 0.123 | . | . | 0.534 | 58 | 2 | . | . | 60 | . | . | . | . | 0 | . | . | . | . | 0 | 7.738 | 0 | . | . | 7.738 | . | . | . | . | 0 | . | . | . | . | 0 | . | . | . | . | 0 | . | . | . | . | 0 | . | . | . | . | 0 | . | . | . | . | 0 | . | . | . | . | 0 | . | . | . | . | 0 | . | . | . | . | 0 | . | . | . | . | 0 | . | . | . | . | 0 | . | . | . | . | 0 | 0.411 | 0.123 | NM | 0 | 0.534 | 58 | 2 | 0 | 0 | 60 | 7.738 | 0 | 0 | 0 | 7.738
2024 | 4 | WI | 5574 | East Central Energy | Preliminary | AC | 0.31 | 0.02 | 0 | 0 | 0.33 | 37 | 1 | 0 | 0 | 38 | . | . | . | . | 0 | . | . | . | . | 0 | 7.03 | 0 | 0 | 0 | 7.03 | . | . | . | . | 0 | . | . | . | . | 0 | . | . | . | . | 0 | . | . | . | . | 0 | . | . | . | . | 0 | . | . | . | . | 0 | 0.022 | 0 | 0 | 0 | 0.022 | 2 | 0 | 0 | 0 | 2 | 0 | 0 | 0 | 0 | 0 | . | . | . | . | 0 | . | . | . | . | 0 | . | . | . | . | 0 | 0.332 | 0.02 | NM | 0 | 0.352 | 39 | 1 | 0 | 0 | 40 | 7.03 | 0 | 0 | 0 | 7.03
2024 | 4 | WI | 11479 | Madison Gas & Electric Co | Preliminary | AC | 14.525 | 36.862 | . | . | 51.387 | 2327 | 308 | . | . | 2635 | . | . | . | . | 0 | . | . | . | . | 0 | 1184.829 | 818.622 | . | . | 2003.451 | . | . | . | . | 0 | . | . | . | . | 0 | . | . | . | . | 0 | . | . | . | . | 0 | . | . | . | . | 0 | . | . | . | . | 0 | 0.04 | 0.02 | . | . | 0.06 | 4 | 1 | . | . | 5 | 0.992 | . | . | . | 0.992 | . | 0.4 | . | . | 0.4 | . | 1 | . | . | 1 | . | . | . | . | 0 | 14.565 | 37.282 | NM | 0 | 51.847 | 2331 | 310 | 0 | 0 | 2641 | 1185.821 | 818.622 | 0 | 0 | 2004.443
2024 | 4 | WI | 13697 | North Central Power Co Inc | Preliminary | AC | 0.466 | . | . | . | 0.466 | 51 | . | . | . | 51 | . | . | . | . | 0 | . | . | . | . | 0 | 6.364 | . | . | . | 6.364 | . | . | . | . | 0 | . | . | . | . | 0 | . | . | . | . | 0 | . | . | . | . | 0 | . | . | . | . | 0 | . | . | . | . | 0 | . | . | . | . | 0 | . | . | . | . | 0 | . | . | . | . | 0 | . | . | . | . | 0 | . | . | . | . | 0 | . | . | . | . | 0 | 0.466 | NM | NM | 0 | 0.466 | 51 | 0 | 0 | 0 | 51 | 6.364 | 0 | 0 | 0 | 6.364
2024 | 4 | WI | 13780 | Northern States Power Co | Preliminary | AC | 3.004 | 0.798 | . | . | 3.802 | 397 | 36 | . | . | 433 | 0.305 | 2.695 | . | . | 3 | 100 | 49 | . | . | 149 | . | . | . | . | 0 | . | . | . | . | 0 | . | . | . | . | 0 | . | . | . | . | 0 | . | . | . | . | 0 | . | . | . | . | 0 | . | . | . | . | 0 | . | . | . | . | 0 | . | . | . | . | 0 | . | . | . | . | 0 | . | . | . | . | 0 | . | . | . | . | 0 | . | . | . | . | 0 | 3.309 | 3.493 | NM | 0 | 6.802 | 497 | 85 | 0 | 0 | 582 | 0 | 0 | 0 | 0 | 0
2024 | 4 | WI | 13815 | Northwestern Wisconsin Elec Co | Preliminary | AC | 0.652 | 0.208 | 0 | 0 | 0.86 | 87 | 12 | 0 | 0 | 99 | . | . | . | . | 0 | . | . | . | . | 0 | 11.895 | 4.093 | 0 | 0 | 15.988 | . | . | . | . | 0 | . | . | . | . | 0 | . | . | . | . | 0 | . | . | . | . | 0 | . | . | . | . | 0 | . | . | . | . | 0 | 0.02 | 0.04 | 0 | 0 | 0.06 | 1 | 2 | 0 | 0 | 3 | 0 | 0 | 0 | 0 | 0 | . | . | . | . | 0 | . | . | . | . | 0 | . | . | . | . | 0 | 0.672 | 0.248 | NM | 0 | 0.92 | 88 | 14 | 0 | 0 | 102 | 11.895 | 4.093 | 0 | 0 | 15.988
2024 | 4 | WI | 20847 | Wisconsin Electric Power Co | Preliminary | DC | 43.543 | 12.192 | 15.714 | . | 71.449 | 4861 | 332 | 88 | . | 5281 | . | . | . | . | 0 | . | . | . | . | 0 | . | . | . | . | 0 | 0.886 | 0.193 | . | . | 1.079 | 111 | 5 | . | . | 116 | . | . | . | . | 0 | . | . | . | . | 0 | . | . | . | . | 0 | . | . | . | . | 0 | 0.437 | 0.799 | 0.02 | . | 1.256 | 32 | 31 | 1 | . | 64 | . | . | . | . | 0 | . | 0.025 | . | . | 0.025 | . | 3 | . | . | 3 | . | . | . | . | 0 | 43.98 | 13.016 | 15.734 | 0 | 72.73 | 4893 | 366 | 89 | 0 | 5348 | 0 | 0 | 0 | 0 | 0
2024 | 4 | WI | 20856 | Wisconsin Power & Light Co | Preliminary | AC | 29.572 | 6.62 | 0.045 | . | 36.237 | 4317 | 546 | 5 | . | 4868 | . | . | . | . | 0 | . | . | . | . | 0 | . | . | . | . | 0 | . | . | . | . | 0 | . | . | . | . | 0 | . | . | . | . | 0 | . | . | . | . | 0 | . | . | . | . | 0 | . | . | . | . | 0 | 0.241 | 0.179 | . | . | 0.42 | 29 | 18 | . | . | 47 | . | . | . | . | 0 | 0.02 | 0.25 | . | . | 0.27 | 1 | 15 | . | . | 16 | . | . | . | . | 0 | 29.833 | 7.049 | 0.045 | 0 | 36.927 | 4347 | 579 | 5 | 0 | 4931 | 0 | 0 | 0 | 0 | 0
2024 | 4 | WI | 20860 | Wisconsin Public Service Corp | Preliminary | DC | 12.46 | 16.083 | . | . | 28.543 | 1606 | 325 | . | . | 1931 | . | . | . | . | 0 | . | . | . | . | 0 | . | . | . | . | 0 | 0.348 | 0.602 | . | . | 0.95 | 38 | 6 | . | . | 44 | . | . | . | . | 0 | . | . | . | . | 0 | . | . | . | . | 0 | . | . | . | . | 0 | 0.441 | 0.511 | . | . | 0.952 | 39 | 15 | . | . | 54 | . | . | . | . | 0 | 0.01 | 4.23 | . | . | 4.24 | 1 | 6 | . | . | 7 | . | . | . | . | 0 | 12.911 | 20.824 | NM | 0 | 33.735 | 1646 | 346 | 0 | 0 | 1992 | 0 | 0 | 0 | 0 | 0
2024 | 4 | WI | 99999 | Adjustment 2024 | Preliminary |  | 14.905 | 4.158 | -2.144 | . | 16.919 | . | . | . | . | . | . | . | . | . | 0 | . | . | . | . | . | . | . | . | . | . | -0.215 | -0.139 | . | . | -0.354 | . | . | . | . | . | . | . | . | . | . | . | . | . | . | 0 | . | . | . | . | . | . | . | . | . | . | . | . | . | . | . | . | . | . | . | . | . | . | . | . | . | . | . | . | . | . | . | . | . | . | . | . | . | . | . | . | 14.905 | 4.158 | -2.144 | . | 16.919 | . | . | . | . | . | . | . | . | . | .
2024 | 4 | WV | 733 | Appalachian Power Co | Preliminary | AC | 12.222 | 1.365 | 0.483 | . | 14.07 | 1374 | 73 | 3 | . | 1450 | 0.373 | 0.377 | 0.121 | . | 0.871 | 35 | 24 | 1 | . | 60 | 1011.448 | 103.953 | 34.288 | . | 1149.689 | 1.195 | 0.015 | . | . | 1.21 | 230 | 2 | . | . | 232 | 3.033 | 0.024 | . | . | 3.057 | . | . | . | . | 0 | . | . | . | . | 0 | . | . | . | . | 0 | 0.026 | 0.003 | . | . | 0.029 | 5 | 1 | . | . | 6 | 0.031 | 0 | . | . | 0.031 | . | . | . | . | 0 | . | . | . | . | 0 | . | . | . | . | 0 | 12.621 | 1.745 | 0.604 | 0 | 14.97 | 1414 | 98 | 4 | 0 | 1516 | 1011.479 | 103.953 | 34.288 | 0 | 1149.72
2024 | 4 | WV | 12796 | Monongahela Power Co | Preliminary | AC | 5.967 | 2.914 | 0.521 | 0 | 9.402 | 738 | 79 | 4 | 0 | 821 | 0.33 | 0.363 | 0 | 0 | 0.693 | 26 | 18 | 0 | 0 | 44 | 0 | 0 | 0 | 0 | 0 | 1.103 | 0.065 | 0 | 0 | 1.168 | 134 | 5 | 0 | 0 | 139 | 0 | 0 | 0 | 0 | 0 | 0 | 0 | 0 | 0 | 0 | 0 | 0 | 0 | 0 | 0 | 0 | 0 | 0 | 0 | 0 | 0.034 | 0.001 | 0 | 0 | 0.035 | 11 | 1 | 0 | 0 | 12 | 0 | 0 | 0 | 0 | 0 | 0 | 0 | 0 | 0 | 0 | 0 | 0 | 0 | 0 | 0 | 0 | 0 | 0 | 0 | 0 | 6.331 | 3.278 | 0.521 | 0 | 10.13 | 775 | 98 | 4 | 0 | 877 | 0 | 0 | 0 | 0 | 0
2024 | 4 | WV | 15263 | The Potomac Edison Company | Preliminary | AC | 8.09 | 2.204 | 0.053 | 0 | 10.347 | 906 | 54 | 1 | 0 | 961 | 0.187 | 0.748 | 0 | 0 | 0.935 | 13 | 9 | 0 | 0 | 22 | 0 | 0 | 0 | 0 | 0 | 2.071 | 0.015 | 0 | 0 | 2.086 | 164 | 1 | 0 | 0 | 165 | 0 | 0 | 0 | 0 | 0 | 0 | 0 | 0 | 0 | 0 | 0 | 0 | 0 | 0 | 0 | 0 | 0 | 0 | 0 | 0 | 0.016 | 0.005 | 0 | 0 | 0.021 | 7 | 2 | 0 | 0 | 9 | 0 | 0 | 0 | 0 | 0 | 0 | 0 | 0 | 0 | 0 | 0 | 0 | 0 | 0 | 0 | 0 | 0 | 0 | 0 | 0 | 8.293 | 2.957 | 0.053 | 0 | 11.303 | 926 | 65 | 1 | 0 | 992 | 0 | 0 | 0 | 0 | 0
2024 | 4 | WV | 20521 | Wheeling Power Co | Preliminary | AC | 0.983 | 0.485 | 0.563 | . | 2.031 | 107 | 5 | 2 | . | 114 | . | 0.05 | . | . | 0.05 | . | 1 | . | . | 1 | 73.388 | 5.583 | 0.6 | . | 79.571 | 0.096 | . | . | . | 0.096 | 19 | . | . | . | 19 | 0.229 | . | . | . | 0.229 | . | . | . | . | 0 | . | . | . | . | 0 | . | . | . | . | 0 | 0.012 | . | . | . | 0.012 | 2 | . | . | . | 2 | 0.305 | . | . | . | 0.305 | 0 | 0 | 0 | 0 | 0 | 0 | 0 | 0 | 0 | 0 | 0 | 0 | 0 | 0 | 0 | 0.995 | 0.535 | 0.563 | 0 | 2.093 | 109 | 6 | 2 | 0 | 117 | 73.693 | 5.583 | 0.6 | 0 | 79.876
2024 | 4 | WV | 99999 | Adjustment 2024 | Preliminary |  | 0.063 | . | . | . | 0.063 | . | . | . | . | . | . | . | . | . | . | . | . | . | . | . | . | . | . | . | . | . | . | . | . | . | . | . | . | . | . | . | . | . | . | . | . | . | . | . | . | . | . | . | . | . | . | . | . | . | . | . | . | . | . | . | . | . | . | . | . | . | . | . | . | . | . | . | . | . | . | . | . | . | . | . | . | . | . | . | . | 0.063 | . | . | . | 0.063 | . | . | . | . | . | . | . | . | . | .
2024 | 4 | WY | 3461 | Cheyenne Light Fuel & Power | Preliminary | DC | 7.57 | 0.132 | 0 | 0 | 7.702 | 1073 | 13 | 0 | 0 | 1086 | . | . | . | . | 0 | . | . | . | . | 0 | . | . | . | . | 0 | . | . | . | . | 0 | . | . | . | . | 0 | . | . | . | . | 0 | . | . | . | . | 0 | . | . | . | . | 0 | . | . | . | . | 0 | 0.266 | 0.044 | 0 | 0 | 0.31 | 103 | 3 | 0 | 0 | 106 | . | . | . | . | 0 | . | . | . | . | 0 | . | . | . | . | 0 | . | . | . | . | 0 | 7.836 | 0.176 | NM | 0 | 8.012 | 1176 | 16 | 0 | 0 | 1192 | 0 | 0 | 0 | 0 | 0
2024 | 4 | WY | 7222 | City of Gillette - (WY) | Preliminary | AC | 0.232 | . | . | . | 0.232 | 19 | . | . | . | 19 | . | . | . | . | 0 | . | . | . | . | 0 | . | . | . | . | 0 | . | . | . | . | 0 | . | . | . | . | 0 | . | . | . | . | 0 | . | . | . | . | 0 | . | . | . | . | 0 | . | . | . | . | 0 | . | . | . | . | 0 | . | . | . | . | 0 | . | . | . | . | 0 | . | . | . | . | 0 | . | . | . | . | 0 | . | . | . | . | 0 | 0.232 | NM | NM | 0 | 0.232 | 19 | 0 | 0 | 0 | 19 | 0 | 0 | 0 | 0 | 0
2024 | 4 | WY | 8566 | High Plains Power Inc | Preliminary | AC | 0.835 | 0.061 | 0 | 0 | 0.896 | 96 | 6 | 0 | 0 | 102 | . | . | . | . | 0 | . | . | . | . | 0 | . | . | . | . | 0 | . | . | . | . | 0 | . | . | . | . | 0 | . | . | . | . | 0 | . | . | . | . | 0 | . | . | . | . | 0 | . | . | . | . | 0 | 0.009 | 0.025 | . | . | 0.034 | 2 | 5 | . | . | 7 | . | . | . | . | 0 | . | . | . | . | 0 | . | . | . | . | 0 | . | . | . | . | 0 | 0.844 | 0.086 | NM | 0 | 0.93 | 98 | 11 | 0 | 0 | 109 | 0 | 0 | 0 | 0 | 0
2024 | 4 | WY | 11273 | Lower Valley Energy Inc | Preliminary | AC | 0.936 | 0.422 | 0.231 | . | 1.589 | 120 | 19 | 8 | . | 147 | . | . | . | . | 0 | . | . | . | . | 0 | . | . | . | . | 0 | . | . | . | . | 0 | . | . | . | . | 0 | . | . | . | . | 0 | . | . | . | . | 0 | . | . | . | . | 0 | . | . | . | . | 0 | . | 0.025 | . | . | 0.025 | . | 2 | . | . | 2 | . | . | . | . | 0 | . | . | . | . | 0 | . | . | . | . | 0 | . | . | . | . | 0 | 0.936 | 0.447 | 0.231 | 0 | 1.614 | 120 | 21 | 8 | 0 | 149 | 0 | 0 | 0 | 0 | 0
2024 | 4 | WY | 12199 | Montana-Dakota Utilities Co | Preliminary | AC | 1.005 | 0.163 | . | . | 1.168 | 146 | 14 | . | . | 160 | . | . | . | . | 0 | . | . | . | . | 0 | . | . | . | . | 0 | 0.108 | . | . | . | 0.108 | 16 | . | . | . | 16 | . | . | . | . | 0 | . | . | . | . | 0 | . | . | . | . | 0 | . | . | . | . | 0 | 0.004 | . | . | . | 0.004 | 2 | . | . | . | 2 | . | . | . | . | 0 | . | 0.24 | . | . | 0.24 | . | 1 | . | . | 1 | . | . | . | . | 0 | 1.009 | 0.403 | NM | 0 | 1.412 | 148 | 15 | 0 | 0 | 163 | 0 | 0 | 0 | 0 | 0
2024 | 4 | WY | 14354 | PacifiCorp | Preliminary | DC | 5.384 | 1.224 | 0.049 | 0 | 6.657 | 715 | 81 | 2 | 0 | 798 | . | . | . | . | 0 | . | . | . | . | 0 | . | . | . | . | 0 | 0.984 | 0.126 | 0 | 0 | 1.11 | 78 | 5 | 0 | 0 | 83 | 1.269 | 0.222 | 0 | 0 | 1.491 | . | . | . | . | 0 | . | . | . | . | 0 | . | . | . | . | 0 | 0.183 | 0.101 | 0 | 0 | 0.284 | 53 | 14 | 0 | 0 | 67 | . | . | . | . | 0 | 0.034 | 0.021 | 0 | 0 | 0.055 | 8 | 3 | 0 | 0 | 11 | . | . | . | . | 0 | 5.601 | 1.346 | 0.049 | 0 | 6.996 | 776 | 98 | 2 | 0 | 876 | 0 | 0 | 0 | 0 | 0
2024 | 4 | WY | 19156 | Powder River Energy Corp | Preliminary | AC | 1.198 | 0.062 | 0.104 | 0 | 1.364 | 105 | 3 | 10 | 0 | 118 | . | . | . | . | 0 | . | . | . | . | 0 | . | . | . | . | 0 | . | . | . | . | 0 | . | . | . | . | 0 | . | . | . | . | 0 | . | . | . | . | 0 | . | . | . | . | 0 | . | . | . | . | 0 | 0.025 | 0.01 | 0 | 0 | 0.035 | 8 | 1 | 0 | 0 | 9 | . | . | . | . | 0 | . | . | . | . | 0 | . | . | . | . | 0 | . | . | . | . | 0 | 1.223 | 0.072 | 0.104 | 0 | 1.399 | 113 | 4 | 10 | 0 | 127 | 0 | 0 | 0 | 0 | 0
2024 | 4 | WY | 27058 | High West Energy, Inc | Preliminary | AC | 0.43 | . | . | . | 0.43 | 215 | . | . | . | 215 | . | . | . | . | 0 | . | . | . | . | 0 | . | . | . | . | 0 | . | . | . | . | 0 | . | . | . | . | 0 | . | . | . | . | 0 | . | . | . | . | 0 | . | . | . | . | 0 | . | . | . | . | 0 | 0.06 | . | 0.004 | . | 0.064 | 30 | . | 1 | . | 31 | . | . | . | . | 0 | . | . | . | . | 0 | . | . | . | . | 0 | . | . | . | . | 0 | 0.49 | NM | 0.004 | 0 | 0.494 | 245 | 0 | 1 | 0 | 246 | 0 | 0 | 0 | 0 | 0
2024 | 4 | WY | 99999 | Adjustment 2024 | Preliminary |  | -1.466 | -0.074 | 0.033 | 0 | -1.507 | . | . | . | . | . | . | . | . | . | 0 | . | . | . | . | . | . | . | . | . | . | -0.172 | -0.022 | 0 | 0 | -0.194 | . | . | . | . | . | . | . | . | . | . | . | . | . | . | 0 | . | . | . | . | . | . | . | . | . | . | . | . | . | . | . | . | . | . | . | . | . | . | . | . | . | . | . | . | . | . | . | . | . | . | . | . | . | . | . | . | -1.466 | -0.074 | 0.033 | 0 | -1.507 | . | . | . | . | . | . | . | . | . | .
2024 | 5 | AK | 219 | Alaska Power and Telephone Co | Preliminary | AC | 0.011 | 0.02 | . | . | 0.031 | 3 | 2 | . | . | 5 | . | . | . | . | 0 | . | . | . | . | 0 | 0.354 | 1.586 | . | . | 1.94 | . | . | . | . | 0 | . | . | . | . | 0 | . | . | . | . | 0 | . | . | . | . | 0 | . | . | . | . | 0 | . | . | . | . | 0 | . | . | . | . | 0 | . | . | . | . | 0 | . | . | . | . | 0 | 0.005 | . | . | . | 0.005 | 1 | . | . | . | 1 | 0.18 | . | . | . | 0.18 | 0.016 | 0.02 | NM | 0 | 0.036 | 4 | 2 | 0 | 0 | 6 | 0.534 | 1.586 | 0 | 0 | 2.12
2024 | 5 | AK | 3522 | Chugach Electric Assn Inc | Preliminary | AC | 4.181 | 0.675 | . | . | 4.856 | 852 | 63 | . | . | 915 | . | . | . | . | 0 | . | . | . | . | 0 | . | . | . | . | 0 | . | . | . | . | 0 | . | . | . | . | 0 | . | . | . | . | 0 | . | . | . | . | 0 | . | . | . | . | 0 | . | . | . | . | 0 | 0.01 | 0.01 | . | . | 0.02 | 1 | 4 | . | . | 5 | . | . | . | . | 0 | . | . | . | . | 0 | . | . | . | . | 0 | . | . | . | . | 0 | 4.191 | 0.685 | NM | 0 | 4.876 | 853 | 67 | 0 | 0 | 920 | 0 | 0 | 0 | 0 | 0
2024 | 5 | AK | 7353 | Golden Valley Elec Assn Inc | Preliminary | AC | 3.963 | 0.59 | 0.121 | 0 | 4.674 | 749 | 61 | 9 | 0 | 819 | . | . | . | . | 0 | . | . | . | . | 0 | 128.065 | 11.555 | 0 | 0 | 139.62 | . | . | . | . | 0 | . | . | . | . | 0 | . | . | . | . | 0 | . | . | . | . | 0 | . | . | . | . | 0 | . | . | . | . | 0 | 0.018 | 0.012 | 0 | 0 | 0.03 | 6 | 2 | 0 | 0 | 8 | 0.23 | 0 | 0 | 0 | 0.23 | . | . | . | . | 0 | . | . | . | . | 0 | . | . | . | . | 0 | 3.981 | 0.602 | 0.121 | 0 | 4.704 | 755 | 63 | 9 | 0 | 827 | 128.295 | 11.555 | 0 | 0 | 139.85
2024 | 5 | AK | 11824 | Matanuska Electric Assn Inc | Preliminary | AC | 2.585 | 0.406 | . | . | 2.991 | 421 | 33 | . | . | 454 | . | . | . | . | 0 | . | . | . | . | 0 | . | . | . | . | 0 | . | . | . | . | 0 | . | . | . | . | 0 | . | . | . | . | 0 | . | . | . | . | 0 | . | . | . | . | 0 | . | . | . | . | 0 | 0.064 | 0.016 | . | . | 0.08 | 20 | 3 | . | . | 23 | . | . | . | . | 0 | 0.048 | 0.004 | . | . | 0.052 | 7 | 1 | . | . | 8 | . | . | . | . | 0 | 2.697 | 0.426 | NM | 0 | 3.123 | 448 | 37 | 0 | 0 | 485 | 0 | 0 | 0 | 0 | 0
2024 | 5 | AK | 19558 | Homer Electric Assn Inc | Preliminary | DC | 2.792 | 0.85 | . | . | 3.642 | 486 | 51 | . | . | 537 | . | . | . | . | 0 | . | . | . | . | 0 | 187.022 | 25.647 | . | . | 212.669 | . | . | . | . | 0 | . | . | . | . | 0 | . | . | . | . | 0 | . | . | . | . | 0 | . | . | . | . | 0 | . | . | . | . | 0 | 0.103 | 0.014 | . | . | 0.117 | 29 | 3 | . | . | 32 | 2.749 | 0.082 | . | . | 2.831 | . | . | . | . | 0 | . | . | . | . | 0 | . | . | . | . | 0 | 2.895 | 0.864 | NM | 0 | 3.759 | 515 | 54 | 0 | 0 | 569 | 189.771 | 25.729 | 0 | 0 | 215.5
2024 | 5 | AK | 99999 | Adjustment 2024 | Preliminary |  | 0.403 | 0.298 | . | . | 0.701 | . | . | . | . | . | . | . | . | . | 0 | . | . | . | . | . | . | . | . | . | . | . | . | . | . | 0 | . | . | . | . | . | . | . | . | . | . | . | . | . | . | 0 | . | . | . | . | . | . | . | . | . | . | . | . | . | . | . | . | . | . | . | . | . | . | . | . | . | . | . | . | . | . | . | . | . | . | . | . | . | . | . | . | 0.403 | 0.298 | . | . | 0.701 | . | . | . | . | . | . | . | . | . | .
2024 | 5 | AL | 99999 | Adjustment 2024 | Preliminary |  | NM | NM | . | . | NM | . | . | . | . | . | . | . | . | . | . | . | . | . | . | . | . | . | . | . | . | . | . | . | . | . | . | . | . | . | . | . | . | . | . | . | . | . | . | . | . | . | . | . | . | . | . | . | . | . | . | . | . | . | . | . | . | . | . | . | . | . | . | . | . | . | . | . | . | . | . | . | . | . | . | . | . | . | . | . | . | NM | NM | . | . | NM | . | . | . | . | . | . | . | . | . | .
2024 | 5 | AR | 814 | Entergy Arkansas LLC | Preliminary | DC | 75.509 | 70.736 | 7.451 | . | 153.696 | 7118 | 297 | 39 | . | 7454 | . | . | . | . | 0 | . | . | . | . | 0 | . | . | . | . | 0 | . | . | . | . | 0 | . | . | . | . | 0 | . | . | . | . | 0 | . | . | . | . | 0 | . | . | . | . | 0 | . | . | . | . | 0 | 0.007 | 0.002 | 0.006 | 0 | 0.015 | 1 | 1 | 2 | 0 | 4 | . | . | . | . | 0 | 0.022 | 0 | 0 | 0 | 0.022 | 1 | 0 | 0 | 0 | 1 | . | . | . | . | 0 | 75.538 | 70.738 | 7.457 | 0 | 153.733 | 7120 | 298 | 41 | 0 | 7459 | 0 | 0 | 0 | 0 | 0
2024 | 5 | AR | 817 | Arkansas Valley Elec Coop Corp | Preliminary | AC | 11.11 | 2.114 | . | . | 13.224 | 933 | 16 | . | . | 949 | . | . | . | . | 0 | . | . | . | . | 0 | 724.847 | 234.24 | . | . | 959.087 | . | . | . | . | 0 | . | . | . | . | 0 | . | . | . | . | 0 | . | . | . | . | 0 | . | . | . | . | 0 | . | . | . | . | 0 | 0.001 | . | . | . | 0.001 | 1 | . | . | . | 1 | 0 | . | . | . | 0 | . | . | . | . | 0 | . | . | . | . | 0 | . | . | . | . | 0 | 11.111 | 2.114 | NM | 0 | 13.225 | 934 | 16 | 0 | 0 | 950 | 724.847 | 234.24 | 0 | 0 | 959.087
2024 | 5 | AR | 3093 | Carroll Electric Coop Corp - (AR) | Preliminary | DC | 17.741 | . | . | . | 17.741 | 2091 | . | . | . | 2091 | . | . | . | . | 0 | . | . | . | . | 0 | . | . | . | . | 0 | . | . | . | . | 0 | . | . | . | . | 0 | . | . | . | . | 0 | . | . | . | . | 0 | . | . | . | . | 0 | . | . | . | . | 0 | 0.019 | . | . | . | 0.019 | 3 | . | . | . | 3 | . | . | . | . | 0 | . | . | . | . | 0 | . | . | . | . | 0 | . | . | . | . | 0 | 17.76 | NM | NM | 0 | 17.76 | 2094 | 0 | 0 | 0 | 2094 | 0 | 0 | 0 | 0 | 0
2024 | 5 | AR | 5860 | Empire District Electric Co | Preliminary | DC | 1.196 | 0.004 | 0 | 0 | 1.2 | 135 | 1 | 0 | 0 | 136 | . | . | . | . | 0 | . | . | . | . | 0 | 32.428 | 0.044 | . | . | 32.472 | . | . | . | . | 0 | . | . | . | . | 0 | . | . | . | . | 0 | . | . | . | . | 0 | . | . | . | . | 0 | . | . | . | . | 0 | . | . | . | . | 0 | . | . | . | . | 0 | . | . | . | . | 0 | . | . | . | . | 0 | . | . | . | . | 0 | . | . | . | . | 0 | 1.196 | 0.004 | NM | 0 | 1.2 | 135 | 1 | 0 | 0 | 136 | 32.428 | 0.044 | 0 | 0 | 32.472
2024 | 5 | AR | 6342 | First Electric Coop Corp | Preliminary | AC | 16.46 | 2.49 | 0.791 | 0 | 19.741 | 1785 | 13 | 7 | 0 | 1805 | 0 | 0 | 0 | 0 | 0 | 0 | 0 | 0 | 0 | 0 | 0 | 0 | 0 | 0 | 0 | 0 | 0 | 0 | 0 | 0 | 0 | 0 | 0 | 0 | 0 | 0 | 0 | 0 | 0 | 0 | 0 | 0 | 0 | 0 | 0 | 0 | 0 | 0 | 0 | 0 | 0 | 0 | 0 | 0 | 0 | 0 | 0 | 0 | 0 | 0 | 0 | 0 | 0 | 0 | 0 | 0 | 0 | 0 | 0 | 0 | 0 | 0 | 0 | 0 | 0 | 0 | 0 | 0 | 0 | 0 | 0 | 0 | 0 | 0 | 0 | 16.46 | 2.49 | 0.791 | 0 | 19.741 | 1785 | 13 | 7 | 0 | 1805 | 0 | 0 | 0 | 0 | 0
2024 | 5 | AR | 13718 | City of North Little Rock - (AR) | Preliminary | AC | 2.64 | 0.45 | 2.79 | 0 | 5.88 | 352 | 6 | 2 | 0 | 360 | . | . | . | . | 0 | . | . | . | . | 0 | . | . | . | . | 0 | . | . | . | . | 0 | . | . | . | . | 0 | . | . | . | . | 0 | . | . | . | . | 0 | . | . | . | . | 0 | . | . | . | . | 0 | . | . | . | . | 0 | . | . | . | . | 0 | . | . | . | . | 0 | . | . | . | . | 0 | . | . | . | . | 0 | . | . | . | . | 0 | 2.64 | 0.45 | 2.79 | 0 | 5.88 | 352 | 6 | 2 | 0 | 360 | 0 | 0 | 0 | 0 | 0
2024 | 5 | AR | 14063 | Oklahoma Gas & Electric Co | Preliminary | AC | 5.016 | 2.338 | 0 | 0 | 7.354 | 633 | 21 | 0 | 0 | 654 | 1.78 | 3.154 | 0.004 | 0 | 4.938 | 471 | 406 | 1 | 0 | 878 | 0 | 0 | 0 | 0 | 0 | 0 | 0 | 0 | 0 | 0 | 0 | 0 | 0 | 0 | 0 | 0 | 0 | 0 | 0 | 0 | 0 | 0 | 0 | 0 | 0 | 0 | 0 | 0 | 0 | 0 | 0 | 0 | 0 | 0 | 0 | 0.004 | 0 | 0 | 0 | 0.004 | 2 | 0 | 0 | 0 | 2 | 0 | 0 | 0 | 0 | 0 | 0 | 0 | 0 | 0 | 0 | 0 | 0 | 0 | 0 | 0 | 0 | 0 | 0 | 0 | 0 | 6.8 | 5.492 | 0.004 | 0 | 12.296 | 1106 | 427 | 1 | 0 | 1534 | 0 | 0 | 0 | 0 | 0
2024 | 5 | AR | 17698 | Southwestern Electric Power Co | Preliminary | AC | 9.657 | 1.782 | 0.92 | . | 12.359 | 1462 | 45 | 3 | . | 1510 | 0.201 | 14.404 | . | . | 14.605 | 16 | 15 | . | . | 31 | 806.379 | 2382.684 | 43.228 | . | 3232.291 | 0.103 | 0.007 | . | . | 0.11 | 18 | 1 | . | . | 19 | 0.307 | 0.013 | . | . | 0.32 | . | . | . | . | 0 | . | . | . | . | 0 | . | . | . | . | 0 | . | 0.002 | . | . | 0.002 | . | 1 | . | . | 1 | . | 0.007 | . | . | 0.007 | . | 3 | . | . | 3 | . | 1 | . | . | 1 | . | 0 | . | . | 0 | 9.858 | 19.188 | 0.92 | 0 | 29.966 | 1478 | 62 | 3 | 0 | 1543 | 806.379 | 2382.691 | 43.228 | 0 | 3232.298
2024 | 5 | AR | 99999 | Adjustment 2024 | Preliminary |  | 1.045 | 2.619 | 32.231 | 0 | 35.894 | . | . | . | . | . | . | . | . | . | 0 | . | . | . | . | . | . | . | . | . | . | . | . | . | . | 0 | . | . | . | . | . | . | . | . | . | . | . | . | . | . | 0 | . | . | . | . | . | . | . | . | . | . | . | . | . | . | . | . | . | . | . | . | . | . | . | . | . | . | . | . | . | . | . | . | . | . | . | . | . | . | . | . | 1.045 | 2.619 | 32.231 | 0 | 35.894 | . | . | . | . | . | . | . | . | . | .
2024 | 5 | AZ | 176 | Ajo Improvement Co | Preliminary | AC | 0.061 | 0.005 | 0 | 0 | 0.066 | 12 | 3 | 0 | 0 | 15 | . | . | . | . | 0 | . | . | . | . | 0 | 6.717 | 0.474 | 0 | 0 | 7.191 | . | . | . | . | 0 | . | . | . | . | 0 | . | . | . | . | 0 | . | . | . | . | 0 | . | . | . | . | 0 | . | . | . | . | 0 | . | . | . | . | 0 | . | . | . | . | 0 | . | . | . | . | 0 | . | . | . | . | 0 | . | . | . | . | 0 | . | . | . | . | 0 | 0.061 | 0.005 | NM | 0 | 0.066 | 12 | 3 | 0 | 0 | 15 | 6.717 | 0.474 | 0 | 0 | 7.191
2024 | 5 | AZ | 803 | Arizona Public Service Co | Preliminary | DC | 1587.107 | 363.788 | 0 | 0 | 1950.895 | 177303 | 2170 | 0 | 0 | 179473 | . | . | . | . | 0 | . | . | . | . | 0 | . | . | . | . | 0 | 30.528 | 1.366 | 0 | 0 | 31.894 | 3579 | 18 | 0 | 0 | 3597 | 70.655 | 2.456 | 0 | 0 | 73.111 | 0.951 | 1.321 | 0 | 0 | 2.272 | 116 | 7 | 0 | 0 | 123 | 2.5 | 0.891 | 0 | 0 | 3.391 | 0.057 | 0.125 | 0 | 0 | 0.182 | 25 | 12 | 0 | 0 | 37 | . | . | . | . | 0 | . | . | . | . | 0 | . | . | . | . | 0 | . | . | . | . | 0 | 1587.164 | 363.913 | NM | 0 | 1951.077 | 177328 | 2182 | 0 | 0 | 179510 | 0 | 0 | 0 | 0 | 0
2024 | 5 | AZ | 12919 | Morenci Water and Electric | Preliminary | AC | 0.008 | 0.028 | 0 | 0 | 0.036 | 1 | 3 | 0 | 0 | 4 | . | . | . | . | 0 | . | . | . | . | 0 | 1.042 | 1.259 | 0 | 0 | 2.301 | . | . | . | . | 0 | . | . | . | . | 0 | . | . | . | . | 0 | . | . | . | . | 0 | . | . | . | . | 0 | . | . | . | . | 0 | . | . | . | . | 0 | . | . | . | . | 0 | . | . | . | . | 0 | . | . | . | . | 0 | . | . | . | . | 0 | . | . | . | . | 0 | 0.008 | 0.028 | NM | 0 | 0.036 | 1 | 3 | 0 | 0 | 4 | 1.042 | 1.259 | 0 | 0 | 2.301
2024 | 5 | AZ | 16572 | Salt River Project | Preliminary | AC | 372.32 | 138.09 | 7.28 | 0 | 517.69 | 57418 | 915 | 10 | 0 | 58343 | 0 | 0 | 0 | 0 | 0 | 0 | 0 | 0 | 0 | 0 | 19701.81 | 5390.2 | 0 | 0 | 25092.01 | 23.71 | 0.85 | 0 | 0 | 24.56 | 3652 | 15 | 0 | 0 | 3667 | 74.16 | 1.6 | 0 | 0 | 75.76 | 1.89 | 0 | 0 | 0 | 1.89 | 235 | 0 | 0 | 0 | 235 | 5.09 | 0 | 0 | 0 | 5.09 | . | . | . | . | 0 | . | . | . | . | 0 | . | . | . | . | 0 | . | . | . | . | 0 | . | . | . | . | 0 | . | . | . | . | 0 | 372.32 | 138.09 | 7.28 | 0 | 517.69 | 57418 | 915 | 10 | 0 | 58343 | 19701.81 | 5390.2 | 0 | 0 | 25092.01
2024 | 5 | AZ | 19189 | Trico Electric Cooperative Inc | Preliminary | DC | 42.174 | 15.715 | . | . | 57.889 | 5346 | 77 | . | . | 5423 | 0.043 | 0.183 | . | . | 0.226 | 42 | 1 | . | . | 43 | 4524.693 | 661.837 | . | . | 5186.53 | . | . | . | . | 0 | . | . | . | . | 0 | . | . | . | . | 0 | . | . | . | . | 0 | . | . | . | . | 0 | . | . | . | . | 0 | 0.002 | . | . | . | 0.002 | 1 | . | . | . | 1 | 0 | . | . | . | 0 | . | . | . | . | 0 | . | . | . | . | 0 | . | . | . | . | 0 | 42.219 | 15.898 | NM | 0 | 58.117 | 5389 | 78 | 0 | 0 | 5467 | 4524.693 | 661.837 | 0 | 0 | 5186.53
2024 | 5 | AZ | 19728 | UNS Electric, Inc | Preliminary | AC | 73.92 | 17.368 | . | . | 91.288 | 9258 | 232 | . | . | 9490 | . | . | . | . | 0 | . | . | . | . | 0 | 9892.617 | 914.736 | . | . | 10807.353 | 1.3 | . | . | . | 1.3 | 154 | . | . | . | 154 | . | . | . | . | 0 | . | . | . | . | 0 | . | . | . | . | 0 | . | . | . | . | 0 | 0.3 | 0.01 | . | . | 0.31 | 117 | 1 | . | . | 118 | 9.703 | . | . | . | 9.703 | . | . | . | . | 0 | . | . | . | . | 0 | . | . | . | . | 0 | 74.22 | 17.378 | NM | 0 | 91.598 | 9375 | 233 | 0 | 0 | 9608 | 9902.32 | 914.736 | 0 | 0 | 10817.056
2024 | 5 | AZ | 21538 | Mohave Electric Cooperative, Inc. | Preliminary | AC | 20.775 | 3.583 | . | . | 24.358 | 2041 | 92 | . | . | 2133 | . | . | . | . | 0 | . | . | . | . | 0 | 776.861 | 116.501 | . | . | 893.362 | . | . | . | . | 0 | . | . | . | . | 0 | . | . | . | . | 0 | . | . | . | . | 0 | . | . | . | . | 0 | . | . | . | . | 0 | 0.055 | . | . | . | 0.055 | 25 | . | . | . | 25 | . | . | . | . | 0 | . | . | . | . | 0 | . | . | . | . | 0 | . | . | . | . | 0 | 20.83 | 3.583 | NM | 0 | 24.413 | 2066 | 92 | 0 | 0 | 2158 | 776.861 | 116.501 | 0 | 0 | 893.362
2024 | 5 | AZ | 24211 | Tucson Electric Power Co | Preliminary | AC | 330.448 | 155.12 | . | . | 485.568 | 49261 | 1093 | . | . | 50354 | . | . | . | . | 0 | . | . | . | . | 0 | 6730.6 | 3771.77 | . | . | 10502.37 | 10.9 | 0.34 | . | . | 11.24 | 1160 | 7 | . | . | 1167 | . | . | . | . | 0 | . | 0.21 | . | . | 0.21 | . | 1 | . | . | 1 | . | . | . | . | 0 | 0.024 | . | . | . | 0.024 | 1 | . | . | . | 1 | 0.005 | . | . | . | 0.005 | . | . | . | . | 0 | . | . | . | . | 0 | . | . | . | . | 0 | 330.472 | 155.12 | NM | 0 | 485.592 | 49262 | 1093 | 0 | 0 | 50355 | 6730.605 | 3771.77 | 0 | 0 | 10502.375
2024 | 5 | AZ | 99999 | Adjustment 2024 | Preliminary |  | -234.94 | -57.975 | 0 | 0 | -292.915 | . | . | . | . | . | -0.007 | -0.032 | . | . | -0.039 | . | . | . | . | . | . | . | . | . | . | -5.324 | -0.238 | 0 | 0 | -5.562 | . | . | . | . | . | . | . | . | . | . | -0.166 | -0.23 | 0 | 0 | -0.396 | . | . | . | . | . | . | . | . | . | . | . | . | . | . | . | . | . | . | . | . | . | . | . | . | . | . | . | . | . | . | . | . | . | . | . | . | . | . | . | . | -234.947 | -58.007 | NM | 0 | -292.954 | . | . | . | . | . | . | . | . | . | .
2024 | 5 | CA | 4390 | City of Corona - (CA) | Preliminary | AC | 0.136 | 0.4 | 0 | 0 | 0.536 | 18 | 3 | 0 | 0 | 21 | 0 | 0 | 0 | 0 | 0 | 0 | 0 | 0 | 0 | 0 | 0 | 0 | 0 | 0 | 0 | 0 | 0 | 0 | 0 | 0 | 0 | 0 | 0 | 0 | 0 | 0 | 0 | 0 | 0 | 0 | 0 | 0 | 0 | 0 | 0 | 0 | 0 | 0 | 0 | 0 | 0 | 0 | 0 | 0 | 0 | 0 | 0 | 0 | 0 | 0 | 0 | 0 | 0 | 0 | 0 | 0 | 0 | 0 | 0 | 0 | 0 | 0 | 0 | 0 | 0 | 0 | 0 | 0 | 0 | 0 | 0 | 0 | 0 | . | 0 | 0.136 | 0.4 | NM | 0 | 0.536 | 18 | 3 | 0 | 0 | 21 | 0 | 0 | 0 | 0 | 0
2024 | 5 | CA | 9216 | Imperial Irrigation District | Preliminary | AC | 68.821 | 70.143 | . | . | 138.964 | 8957 | 261 | . | . | 9218 | 4.152 | 0.412 | . | . | 4.564 | 1434 | 122 | . | . | 1556 | . | . | . | . | 0 | . | . | . | . | 0 | . | . | . | . | 0 | . | . | . | . | 0 | . | . | . | . | 0 | . | . | . | . | 0 | . | . | . | . | 0 | 0.002 | . | . | . | 0.002 | 1 | . | . | . | 1 | . | . | . | . | 0 | . | 2.15 | . | . | 2.15 | . | 8 | . | . | 8 | . | . | . | . | 0 | 72.975 | 72.705 | NM | 0 | 145.68 | 10392 | 391 | 0 | 0 | 10783 | 0 | 0 | 0 | 0 | 0
2024 | 5 | CA | 11208 | Los Angeles Department of Water & Power | Preliminary | AC | 510.205 | 132.67 | . | . | 642.875 | 83413 | 1703 | . | . | 85116 | . | . | . | . | 0 | . | . | . | . | 0 | 40631.68 | 4428.67 | . | . | 45060.35 | 31.63 | 2.05 | . | . | 33.68 | 4112 | 6 | . | . | 4118 | . | . | . | . | 0 | 3.95 | 1.15 | . | . | 5.1 | 548 | 6 | . | . | 554 | . | . | . | . | 0 | . | . | . | . | 0 | . | . | . | . | 0 | . | . | . | . | 0 | . | . | . | . | 0 | . | . | . | . | 0 | . | . | . | . | 0 | 510.205 | 132.67 | NM | 0 | 642.875 | 83413 | 1703 | 0 | 0 | 85116 | 40631.68 | 4428.67 | 0 | 0 | 45060.35
2024 | 5 | CA | 12745 | Modesto Irrigation District | Preliminary | AC | 53.941 | 17.394 | 9.914 | . | 81.249 | 10711 | 186 | 55 | . | 10952 | . | . | . | . | 0 | . | . | . | . | 0 | . | . | . | . | 0 | 3.645 | . | 0.171 | . | 3.816 | 487 | . | 1 | . | 488 | . | . | . | . | 0 | . | . | 1.341 | . | 1.341 | . | . | 1 | . | 1 | . | . | . | . | 0 | . | . | . | . | 0 | . | . | . | . | 0 | . | . | . | . | 0 | . | . | . | . | 0 | . | . | . | . | 0 | . | . | . | . | 0 | 53.941 | 17.394 | 9.914 | 0 | 81.249 | 10711 | 186 | 55 | 0 | 10952 | 0 | 0 | 0 | 0 | 0
2024 | 5 | CA | 14328 | Pacific Gas & Electric Co. | Preliminary | AC | 5197.587 | 1617.4 | 1284.461 | 0 | 8099.448 | 824881 | 16332 | 5476 | 0 | 846689 | 23.445 | 51.874 | 0.138 | 0 | 75.457 | 5974 | 3942 | 4 | 0 | 9920 | 0 | 0 | 0 | 0 | 0 | 611.64 | 38.864 | 56.54 | 0 | 707.044 | 88477 | 374 | 160 | 0 | 89011 | 0 | 0 | 0 | 0 | 0 | 0.09 | 0 | 0.245 | 0 | 0.335 | 9 | 0 | 2 | 0 | 11 | 0 | 0 | 0 | 0 | 0 | 0.91 | 0.622 | 27.123 | 0 | 28.655 | 164 | 36 | 42 | 0 | 242 | 0 | 0 | 0 | 0 | 0 | 1.221 | 61.177 | 182.835 | 0 | 245.233 | 36 | 92 | 250 | 0 | 378 | 0 | 0 | 0 | 0 | 0 | 5223.163 | 1731.073 | 1494.557 | 0 | 8448.793 | 831055 | 20402 | 5772 | 0 | 857229 | 0 | 0 | 0 | 0 | 0
2024 | 5 | CA | 14354 | PacifiCorp | Preliminary | DC | 5.895 | 5.238 | 2.964 | 0 | 14.097 | 768 | 70 | 21 | 0 | 859 | . | . | . | . | 0 | . | . | . | . | 0 | . | . | . | . | 0 | 0.805 | 0.03 | 0 | 0 | 0.835 | 67 | 1 | 0 | 0 | 68 | 1.004 | 0.01 | 0 | 0 | 1.014 | . | . | . | . | 0 | . | . | . | . | 0 | . | . | . | . | 0 | 0.001 | 0.005 | 0 | 0 | 0.006 | 1 | 2 | 0 | 0 | 3 | . | . | . | . | 0 | 0.011 | 0.066 | 0 | 0 | 0.077 | 2 | 1 | 0 | 0 | 3 | . | . | . | . | 0 | 5.907 | 5.309 | 2.964 | 0 | 14.18 | 771 | 73 | 21 | 0 | 865 | 0 | 0 | 0 | 0 | 0
2024 | 5 | CA | 14534 | City of Pasadena - (CA) | Preliminary | AC | 15.255 | 9.941 | . | . | 25.196 | 2639 | 105 | . | . | 2744 | . | . | . | . | 0 | . | . | . | . | 0 | 315.725 | 119.273 | . | . | 434.998 | . | . | . | . | 0 | . | . | . | . | 0 | . | . | . | . | 0 | . | . | . | . | 0 | . | . | . | . | 0 | . | . | . | . | 0 | . | . | . | . | 0 | . | . | . | . | 0 | . | . | . | . | 0 | . | . | . | . | 0 | . | . | . | . | 0 | . | . | . | . | 0 | 15.255 | 9.941 | NM | 0 | 25.196 | 2639 | 105 | 0 | 0 | 2744 | 315.725 | 119.273 | 0 | 0 | 434.998
2024 | 5 | CA | 16534 | Sacramento Municipal Util Dist | Preliminary | AC | 242.883 | 86.213 | 38.212 | 0 | 367.308 | 53646 | 1268 | 53 | 0 | 54967 | 0.671 | 0.348 | 0 | 0 | 1.019 | 560 | 43 | 0 | 0 | 603 | . | . | . | . | 0 | 11.153 | 0.063 | 0.5 | . | 11.716 | 1738 | 5 | 1 | . | 1744 | . | . | . | . | 0 | . | . | . | . | 0 | . | . | . | . | 0 | . | . | . | . | 0 | 0.002 | 0 | 0.005 | 0 | 0.007 | 1 | 0 | 1 | 0 | 2 | . | . | . | . | 0 | . | . | . | . | 0 | . | . | . | . | 0 | . | . | . | . | 0 | 243.556 | 86.561 | 38.217 | 0 | 368.334 | 54207 | 1311 | 54 | 0 | 55572 | 0 | 0 | 0 | 0 | 0
2024 | 5 | CA | 16609 | San Diego Gas & Electric Co | Preliminary | AC | 1751.105 | 307.229 | 105.992 | 0 | 2164.326 | 316159 | 5518 | 143 | 0 | 321820 | 23.424 | 7.213 | 3.825 | 0 | 34.462 | 615 | 86 | 6 | 0 | 707 | 6 | 5 | 0 | 0 | 11 | 68.518 | 16.307 | 5.476 | 0 | 90.301 | 10257 | 189 | 7 | 0 | 10453 | 0 | 0 | 0 | 0 | 0 | 0 | 0 | 0 | 0 | 0 | 0 | 0 | 0 | 0 | 0 | 0 | 0 | 0 | 0 | 0 | 0.122 | 0.007 | 1 | 0 | 1.129 | 37 | 3 | 1 | 0 | 41 | 0 | 0 | 0 | 0 | 0 | 0.022 | 14.177 | 15.308 | 0 | 29.507 | 2 | 52 | 21 | 0 | 75 | 0 | 0 | 0 | . | 0 | 1774.673 | 328.626 | 126.125 | 0 | 2229.424 | 316813 | 5659 | 171 | 0 | 322643 | 6 | 5 | 0 | 0 | 11
2024 | 5 | CA | 16655 | City of Santa Clara - (CA) | Preliminary | AC | 3.207 | 16.313 | . | . | 19.52 | 826 | 99 | . | . | 925 | . | . | . | . | 0 | . | . | . | . | 0 | . | . | . | . | 0 | . | . | . | . | 0 | . | . | . | . | 0 | . | . | . | . | 0 | . | . | . | . | 0 | . | . | . | . | 0 | . | . | . | . | 0 | . | . | . | . | 0 | . | . | . | . | 0 | . | . | . | . | 0 | . | . | . | . | 0 | . | . | . | . | 0 | . | . | . | . | 0 | 3.207 | 16.313 | NM | 0 | 19.52 | 826 | 99 | 0 | 0 | 925 | 0 | 0 | 0 | 0 | 0
2024 | 5 | CA | 17609 | Southern California Edison Co | Preliminary | AC | 4036.427 | 1036.234 | 292.423 | . | 5365.084 | 652493 | 9460 | 520 | . | 662473 | 8.337 | 48.557 | . | . | 56.894 | 103 | 1171 | . | . | 1274 | . | . | . | . | 0 | 392.784 | 64.606 | 6.107 | . | 463.497 | 60309 | 469 | 17 | . | 60795 | 947.018 | 153.217 | 18.644 | . | 1118.879 | . | . | . | . | 0 | . | . | . | . | 0 | . | . | . | . | 0 | 1.779 | 4.955 | 8.1 | . | 14.834 | 211 | 15 | 7 | . | 233 | . | . | . | . | 0 | 0.721 | 49.285 | 33.703 | . | 83.709 | 76 | 129 | 46 | . | 251 | . | . | . | . | 0 | 4047.264 | 1139.031 | 334.226 | 0 | 5520.521 | 652883 | 10775 | 573 | 0 | 664231 | 0 | 0 | 0 | 0 | 0
2024 | 5 | CA | 17612 | Bear Valley Electric Service | Preliminary | DC | 2.898 | 3.112 | . | . | 6.01 | 594 | 25 | . | . | 619 | . | . | . | . | 0 | . | . | . | . | 0 | . | . | . | . | 0 | . | . | . | . | 0 | . | . | . | . | 0 | . | . | . | . | 0 | . | . | . | . | 0 | . | . | . | . | 0 | . | . | . | . | 0 | 0.069 | 0.01 | . | . | 0.079 | 6 | 1 | . | . | 7 | . | . | . | . | 0 | . | . | . | . | 0 | . | . | . | . | 0 | . | . | . | . | 0 | 2.967 | 3.122 | NM | 0 | 6.089 | 600 | 26 | 0 | 0 | 626 | 0 | 0 | 0 | 0 | 0
2024 | 5 | CA | 18260 | Surprise Valley Electrification | Preliminary | AC | 0.134 | 0.013 | 0 | 0 | 0.147 | 14 | 2 | 0 | 0 | 16 | . | . | . | . | 0 | . | . | . | . | 0 | . | . | . | . | 0 | . | . | . | . | 0 | . | . | . | . | 0 | . | . | . | . | 0 | . | . | . | . | 0 | . | . | . | . | 0 | . | . | . | . | 0 | . | . | . | . | 0 | . | . | . | . | 0 | . | . | . | . | 0 | . | . | . | . | 0 | . | . | . | . | 0 | . | . | . | . | 0 | 0.134 | 0.013 | NM | 0 | 0.147 | 14 | 2 | 0 | 0 | 16 | 0 | 0 | 0 | 0 | 0
2024 | 5 | CA | 19281 | Turlock Irrigation District | Preliminary | AC | 26.996 | 13.393 | 20.434 | . | 60.823 | 4482 | 82 | 109 | . | 4673 | 0.063 | . | 3.634 | . | 3.697 | 3 | . | 10 | . | 13 | . | . | . | . | 0 | . | . | . | . | 0 | . | . | . | . | 0 | . | . | . | . | 0 | . | . | . | . | 0 | . | . | . | . | 0 | . | . | . | . | 0 | . | . | . | . | 0 | . | . | . | . | 0 | . | . | . | . | 0 | . | . | . | . | 0 | . | . | . | . | 0 | . | . | . | . | 0 | 27.059 | 13.393 | 24.068 | 0 | 64.52 | 4485 | 82 | 119 | 0 | 4686 | 0 | 0 | 0 | 0 | 0
2024 | 5 | CA | 99999 | Adjustment 2024 | Preliminary |  | 231.596 | 150.167 | 3.413 | 0 | 385.175 | . | . | . | . | . | . | . | . | . | 0 | . | . | . | . | . | . | . | . | . | . | -0.14 | -0.005 | 0 | 0 | -0.146 | . | . | . | . | . | . | . | . | . | . | . | . | . | . | 0 | . | . | . | . | . | . | . | . | . | . | . | . | . | . | . | . | . | . | . | . | . | . | . | . | . | . | . | . | . | . | . | . | . | . | . | . | . | . | . | . | 231.596 | 150.167 | 3.413 | 0 | 385.175 | . | . | . | . | . | . | . | . | . | .
2024 | 5 | CO | 3989 | City of Colorado Springs - (CO) | Preliminary | AC | 40.485 | 2.141 | . | . | 42.626 | 8865 | 553 | . | . | 9418 | 2.362 | 3.289 | . | . | 5.651 | 617 | 80 | . | . | 697 | 0 | 0 | . | . | 0 | 1.637 | 0.088 | . | . | 1.725 | 238 | 14 | . | . | 252 | 4.234 | 0.088 | . | . | 4.322 | 0 | 0 | . | . | 0 | 0 | 0 | . | . | 0 | 0 | 0 | . | . | 0 | 0 | 0.006 | . | . | 0.006 | 0 | 1 | . | . | 1 | 0 | 0 | . | . | 0 | 0 | 0 | . | . | 0 | 0 | 0 | . | . | 0 | 0 | 0 | . | . | 0 | 42.847 | 5.436 | NM | 0 | 48.283 | 9482 | 634 | 0 | 0 | 10116 | 0 | 0 | 0 | 0 | 0
2024 | 5 | CO | 6604 | City of Fort Collins - (CO) | Preliminary | DC | 22.855 | 2.264 | 3.779 | . | 28.898 | 3699 | 78 | 24 | . | 3801 | 0.761 | . | . | . | 0.761 | 327 | . | . | . | 327 | . | . | . | . | 0 | 1.196 | 0.122 | . | . | 1.318 | 166 | 2 | . | . | 168 | 2.97 | 0.372 | . | . | 3.342 | . | 0.015 | . | . | 0.015 | . | 1 | . | . | 1 | . | 0.041 | . | . | 0.041 | 0.001 | . | . | . | 0.001 | 1 | . | . | . | 1 | . | . | . | . | 0 | . | . | 1.976 | . | 1.976 | . | . | 6 | . | 6 | . | . | . | . | 0 | 23.617 | 2.264 | 5.755 | 0 | 31.636 | 4027 | 78 | 30 | 0 | 4135 | 0 | 0 | 0 | 0 | 0
2024 | 5 | CO | 9336 | CORE Electric Cooperative | Preliminary | AC | 54.812 | 0.968 | 0.431 | . | 56.211 | 9512 | 33 | 3 | . | 9548 | . | . | . | . | 0 | . | . | . | . | 0 | . | . | . | . | 0 | . | . | . | . | 0 | . | . | . | . | 0 | . | . | . | . | 0 | . | . | . | . | 0 | . | . | . | . | 0 | . | . | . | . | 0 | 0.042 | . | . | . | 0.042 | 15 | . | . | . | 15 | . | . | . | . | 0 | 0.011 | . | . | . | 0.011 | 2 | . | . | . | 2 | . | . | . | . | 0 | 54.865 | 0.968 | 0.431 | 0 | 56.264 | 9529 | 33 | 3 | 0 | 9565 | 0 | 0 | 0 | 0 | 0
2024 | 5 | CO | 10066 | K C Electric Association | Preliminary | DC | 0.203 | 0.232 | 0.034 | 0 | 0.469 | 22 | 14 | 2 | 0 | 38 | . | . | . | . | 0 | . | . | . | . | 0 | . | . | . | . | 0 | . | . | . | . | 0 | . | . | . | . | 0 | . | . | . | . | 0 | . | . | . | . | 0 | . | . | . | . | 0 | . | . | . | . | 0 | 0.01 | . | . | . | 0.01 | 1 | . | . | . | 1 | . | . | . | . | 0 | . | . | . | . | 0 | . | . | . | . | 0 | . | . | . | . | 0 | 0.213 | 0.232 | 0.034 | 0 | 0.479 | 23 | 14 | 2 | 0 | 39 | 0 | 0 | 0 | 0 | 0
2024 | 5 | CO | 12866 | Moon Lake Electric Assn Inc | Preliminary | AC | 0.026 | 0.1 | 0 | 0 | 0.126 | 4 | 5 | 0 | 0 | 9 | 0 | 0 | 0 | 0 | 0 | 0 | 0 | 0 | 0 | 0 | 0 | 0 | 0 | 0 | 0 | . | . | . | . | 0 | . | . | . | . | 0 | . | . | . | . | 0 | . | . | . | . | 0 | . | . | . | . | 0 | . | . | . | . | 0 | . | . | . | . | 0 | . | . | . | . | 0 | . | . | . | . | 0 | . | . | . | . | 0 | . | . | . | . | 0 | . | . | . | . | 0 | 0.026 | 0.1 | NM | 0 | 0.126 | 4 | 5 | 0 | 0 | 9 | 0 | 0 | 0 | 0 | 0
2024 | 5 | CO | 15257 | Poudre Valley REA, Inc | Preliminary | DC | 17.002 | 0.246 | 0.032 | . | 17.28 | 2097 | 12 | 2 | . | 2111 | 2.507 | . | . | . | 2.507 | 404 | . | . | . | 404 | . | . | . | . | 0 | . | . | . | . | 0 | . | . | . | . | 0 | . | . | . | . | 0 | . | . | . | . | 0 | . | . | . | . | 0 | . | . | . | . | 0 | . | . | . | . | 0 | . | . | . | . | 0 | . | . | . | . | 0 | . | . | . | . | 0 | . | . | . | . | 0 | . | . | . | . | 0 | 19.509 | 0.246 | 0.032 | 0 | 19.787 | 2501 | 12 | 2 | 0 | 2515 | 0 | 0 | 0 | 0 | 0
2024 | 5 | CO | 15466 | Public Service Co of Colorado | Preliminary | DC | 629.057 | 214.304 | 10.981 | . | 854.342 | 107180 | 3238 | 11 | . | 110429 | . | . | . | . | 0 | . | . | . | . | 0 | . | . | . | . | 0 | . | . | . | . | 0 | . | . | . | . | 0 | . | . | . | . | 0 | . | . | . | . | 0 | . | . | . | . | 0 | . | . | . | . | 0 | . | . | . | . | 0 | . | . | . | . | 0 | . | . | . | . | 0 | . | . | . | . | 0 | . | . | . | . | 0 | . | . | . | . | 0 | 629.057 | 214.304 | 10.981 | 0 | 854.342 | 107180 | 3238 | 11 | 0 | 110429 | 0 | 0 | 0 | 0 | 0
2024 | 5 | CO | 16603 | San Luis Valley R E C, Inc | Preliminary | AC | 1.743 | 0.883 | 1.789 | . | 4.415 | 249 | 43 | 74 | . | 366 | . | . | . | . | 0 | . | . | . | . | 0 | . | . | . | . | 0 | . | . | . | . | 0 | . | . | . | . | 0 | . | . | . | . | 0 | . | . | . | . | 0 | . | . | . | . | 0 | . | . | . | . | 0 | 0.003 | . | . | . | 0.003 | 2 | . | . | . | 2 | . | . | . | . | 0 | . | . | . | . | 0 | . | . | . | . | 0 | . | . | . | . | 0 | 1.746 | 0.883 | 1.789 | 0 | 4.418 | 251 | 43 | 74 | 0 | 368 | 0 | 0 | 0 | 0 | 0
2024 | 5 | CO | 19499 | United Power, Inc | Preliminary | AC | 70.453 | 2.662 | 0.046 | 0 | 73.161 | 12032 | 44 | 1 | 0 | 12077 | 0.015 | 0.003 | 0.003 | . | 0.021 | 25 | 3 | 1 | . | 29 | . | . | . | . | 0 | . | . | . | . | 0 | . | . | . | . | 0 | . | . | . | . | 0 | . | . | . | . | 0 | . | . | . | . | 0 | . | . | . | . | 0 | 0.022 | 0.012 | 0 | 0 | 0.034 | 8 | 2 | 0 | 0 | 10 | . | . | . | . | 0 | . | . | . | . | 0 | . | . | . | . | 0 | . | . | . | . | 0 | 70.49 | 2.677 | 0.049 | 0 | 73.216 | 12065 | 49 | 2 | 0 | 12116 | 0 | 0 | 0 | 0 | 0
2024 | 5 | CO | 27058 | High West Energy, Inc | Preliminary | DC | 0.02 | . | . | . | 0.02 | 10 | . | . | . | 10 | . | . | . | . | 0 | . | . | . | . | 0 | . | . | . | . | 0 | . | . | . | . | 0 | . | . | . | . | 0 | . | . | . | . | 0 | . | . | . | . | 0 | . | . | . | . | 0 | . | . | . | . | 0 | . | . | . | . | 0 | . | . | . | . | 0 | . | . | . | . | 0 | . | . | . | . | 0 | . | . | . | . | 0 | . | . | . | . | 0 | 0.02 | NM | NM | 0 | 0.02 | 10 | 0 | 0 | 0 | 10 | 0 | 0 | 0 | 0 | 0
2024 | 5 | CO | 56146 | Black Hills Colorado Electric, LLC | Preliminary | DC | 57.442 | 13.764 | 21 | 0 | 92.206 | 8418 | 248 | 3 | 0 | 8669 | 8.738 | 4.882 | . | . | 13.62 | 450 | 251 | . | . | 701 | . | . | . | . | 0 | . | . | . | . | 0 | . | . | . | . | 0 | . | . | . | . | 0 | . | . | . | . | 0 | . | . | . | . | 0 | . | . | . | . | 0 | 0.006 | . | 1.8 | . | 1.806 | 3 | . | 1 | . | 4 | . | . | . | . | 0 | . | . | . | . | 0 | . | . | . | . | 0 | . | . | . | . | 0 | 66.186 | 18.646 | 22.8 | 0 | 107.632 | 8871 | 499 | 4 | 0 | 9374 | 0 | 0 | 0 | 0 | 0
2024 | 5 | CO | 99999 | Adjustment 2024 | Preliminary |  | -21.229 | -32.013 | -5.5 | 0 | -58.743 | . | . | . | . | . | -2.094 | -0.852 | . | . | -2.945 | . | . | . | . | . | . | . | . | . | . | -0.209 | -0.021 | . | . | -0.23 | . | . | . | . | . | . | . | . | . | . | . | -0.003 | . | . | -0.003 | . | . | . | . | . | . | . | . | . | . | . | . | . | . | . | . | . | . | . | . | . | . | . | . | . | . | . | . | . | . | . | . | . | . | . | . | . | . | . | . | -23.323 | -32.865 | -5.5 | 0 | -61.688 | . | . | . | . | . | . | . | . | . | .
2024 | 5 | CT | 4176 | Connecticut Light & Power Co | Preliminary | AC | 568.89 | 208.418 | 29.644 | . | 806.952 | 74225 | 1910 | 92 | . | 76227 | . | 71.087 | . | . | 71.087 | . | 335 | . | . | 335 | . | . | . | . | 0 | . | . | . | . | 0 | . | . | . | . | 0 | . | . | . | . | 0 | . | . | . | . | 0 | . | . | . | . | 0 | . | . | . | . | 0 | 0.086 | 0.013 | . | . | 0.099 | 17 | 4 | . | . | 21 | . | . | . | . | 0 | 0.367 | 46.582 | 10.815 | . | 57.764 | 22 | 90 | 18 | . | 130 | . | . | . | . | 0 | 569.343 | 326.1 | 40.459 | 0 | 935.902 | 74264 | 2339 | 110 | 0 | 76713 | 0 | 0 | 0 | 0 | 0
2024 | 5 | CT | 7716 | Groton Dept of Utilities - (CT) | Preliminary | AC | 4.172 | 0.291 | 0 | 0 | 4.463 | 809 | 6 | 0 | 0 | 815 | 0 | 0 | 0 | 0 | 0 | 0 | 0 | 0 | 0 | 0 | 293.652 | 17.884 | 0 | 0 | 311.536 | 0 | 0 | 0 | 0 | 0 | 0 | 0 | 0 | 0 | 0 | 0 | 0 | 0 | 0 | 0 | 0 | 0 | 0 | 0 | 0 | 0 | 0 | 0 | 0 | 0 | 0 | 0 | 0 | 0 | 0 | 0 | 0 | 0 | 0 | 0 | 0 | 0 | 0 | 0 | 0 | 0 | 0 | 0 | 0 | 0 | 0 | 0 | 0 | 0 | 0 | 0 | 0 | 0 | 0 | 0 | 0 | 0 | 0 | 0 | 0 | 4.172 | 0.291 | NM | 0 | 4.463 | 809 | 6 | 0 | 0 | 815 | 293.652 | 17.884 | 0 | 0 | 311.536
2024 | 5 | CT | 19497 | United Illuminating Co | Preliminary | AC | 139.389 | 57.043 | 7.722 | 0 | 204.154 | 22287 | 414 | 48 | 0 | 22749 | . | 8.966 | . | 0 | 8.966 | . | 6 | . | 0 | 6 | 13126.714 | 3941.301 | 0 | 0 | 17068.015 | 0.023 | . | . | . | 0.023 | 1 | . | . | . | 1 | 0.015 | . | . | . | 0.015 | 0.013 | . | . | . | 0.013 | 4 | . | . | . | 4 | 0.053 | . | . | . | 0.053 | . | 0.03 | 0.1 | . | 0.13 | . | 1 | 1 | . | 2 | . | . | . | . | 0 | . | 27.855 | 4.21 | . | 32.065 | . | 31 | 3 | . | 34 | . | 0.899 | 12 | . | 12.899 | 139.389 | 93.894 | 12.032 | 0 | 245.315 | 22287 | 452 | 52 | 0 | 22791 | 13126.714 | 3942.2 | 12 | 0 | 17080.914
2024 | 5 | CT | 20038 | Town of Wallingford - (CT) | Preliminary | AC | 0.434 | 0.927 | . | . | 1.361 | 52 | 6 | . | . | 58 | . | . | . | . | 0 | . | . | . | . | 0 | . | . | . | . | 0 | . | . | . | . | 0 | . | . | . | . | 0 | . | . | . | . | 0 | . | . | . | . | 0 | . | . | . | . | 0 | . | . | . | . | 0 | . | . | . | . | 0 | . | . | . | . | 0 | . | . | . | . | 0 | . | . | . | . | 0 | . | . | . | . | 0 | . | . | . | . | 0 | 0.434 | 0.927 | NM | 0 | 1.361 | 52 | 6 | 0 | 0 | 58 | 0 | 0 | 0 | 0 | 0
2024 | 5 | CT | 99999 | Adjustment 2024 | Preliminary |  | 0.177 | 0.319 | . | . | 0.496 | . | . | . | . | . | . | . | . | . | . | . | . | . | . | . | . | . | . | . | . | . | . | . | . | . | . | . | . | . | . | . | . | . | . | . | . | . | . | . | . | . | . | . | . | . | . | . | . | . | . | . | . | . | . | . | . | . | . | . | . | . | . | . | . | . | . | . | . | . | . | . | . | . | . | . | . | . | . | . | . | 0.177 | 0.319 | . | . | 0.496 | . | . | . | . | . | . | . | . | . | .
2024 | 5 | DC | 15270 | Potomac Electric Power Co | Preliminary | AC | 99.657 | 57.106 | . | . | 156.763 | 15926 | 823 | . | . | 16749 | 2.779 | 0.497 | . | . | 3.276 | 8764 | 117 | . | . | 8881 | . | . | . | . | 0 | . | . | . | . | 0 | . | . | . | . | 0 | . | . | . | . | 0 | . | . | . | . | 0 | . | . | . | . | 0 | . | . | . | . | 0 | . | . | . | . | 0 | . | . | . | . | 0 | . | . | . | . | 0 | . | . | . | . | 0 | . | . | . | . | 0 | . | . | . | . | 0 | 102.436 | 57.603 | NM | 0 | 160.039 | 24690 | 940 | 0 | 0 | 25630 | 0 | 0 | 0 | 0 | 0
2024 | 5 | DC | 99999 | Adjustment 2024 | Preliminary |  | . | . | . | . | . | . | . | . | . | . | . | . | . | . | . | . | . | . | . | . | . | . | . | . | . | . | . | . | . | . | . | . | . | . | . | . | . | . | . | . | . | . | . | . | . | . | . | . | . | . | . | . | . | . | . | . | . | . | . | . | . | . | . | . | . | . | . | . | . | . | . | . | . | . | . | . | . | . | . | . | . | . | . | . | . | . | . | . | . | . | . | . | . | . | . | . | . | . | . | .
2024 | 5 | DE | 5027 | Delmarva Power | Preliminary | AC | 73.318 | 18.402 | 4.882 | . | 96.602 | 9236 | 309 | 9 | . | 9554 | 0.34 | 5.99 | . | . | 6.33 | 60 | 234 | . | . | 294 | . | . | . | . | 0 | . | . | . | . | 0 | . | . | . | . | 0 | . | . | . | . | 0 | . | . | . | . | 0 | . | . | . | . | 0 | . | . | . | . | 0 | 0.064 | 0.035 | . | . | 0.099 | 10 | 5 | . | . | 15 | . | . | . | . | 0 | . | 1.45 | . | . | 1.45 | . | 2 | . | . | 2 | . | . | . | . | 0 | 73.722 | 25.877 | 4.882 | 0 | 104.481 | 9306 | 550 | 9 | 0 | 9865 | 0 | 0 | 0 | 0 | 0
2024 | 5 | DE | 5070 | Delaware Electric Cooperative | Preliminary | DC | 25.028 | 7.62 | . | . | 32.648 | 3018 | 128 | . | . | 3146 | . | . | . | . | 0 | . | . | . | . | 0 | . | . | . | . | 0 | . | . | . | . | 0 | . | . | . | . | 0 | . | . | . | . | 0 | . | . | . | . | 0 | . | . | . | . | 0 | . | . | . | . | 0 | 0.018 | 0.005 | . | . | 0.023 | 7 | 1 | . | . | 8 | . | . | . | . | 0 | . | . | . | . | 0 | . | . | . | . | 0 | . | . | . | . | 0 | 25.046 | 7.625 | NM | 0 | 32.671 | 3025 | 129 | 0 | 0 | 3154 | 0 | 0 | 0 | 0 | 0
2024 | 5 | DE | 5335 | City of Dover - (DE) | Preliminary | AC | 4.013 | 1.862 | 0 | 0 | 5.875 | 526 | 30 | 0 | 0 | 556 | . | . | . | . | 0 | . | . | . | . | 0 | . | . | . | . | 0 | . | . | . | . | 0 | . | . | . | . | 0 | . | . | . | . | 0 | . | . | . | . | 0 | . | . | . | . | 0 | . | . | . | . | 0 | . | . | . | . | 0 | . | . | . | . | 0 | . | . | . | . | 0 | . | . | . | . | 0 | . | . | . | . | 0 | . | . | . | . | 0 | 4.013 | 1.862 | NM | 0 | 5.875 | 526 | 30 | 0 | 0 | 556 | 0 | 0 | 0 | 0 | 0
2024 | 5 | DE | 13519 | City of Newark - (DE) | Preliminary | AC | 1.612 | 0.261 | 1.458 | 0 | 3.331 | 195 | 13 | 5 | 0 | 213 | . | . | . | . | 0 | . | . | . | . | 0 | . | . | . | . | 0 | . | . | . | . | 0 | . | . | . | . | 0 | . | . | . | . | 0 | . | . | . | . | 0 | . | . | . | . | 0 | . | . | . | . | 0 | . | . | . | . | 0 | . | . | . | . | 0 | . | . | . | . | 0 | . | 0.5 | . | . | 0.5 | . | 1 | . | . | 1 | . | . | . | . | 0 | 1.612 | 0.761 | 1.458 | 0 | 3.831 | 195 | 14 | 5 | 0 | 214 | 0 | 0 | 0 | 0 | 0
2024 | 5 | DE | 99999 | Adjustment 2024 | Preliminary |  | 4.705 | -0.141 | NM | . | 12.377 | . | . | . | . | . | . | . | . | . | 0 | . | . | . | . | . | . | . | . | . | . | . | . | . | . | 0 | . | . | . | . | . | . | . | . | . | . | . | . | . | . | 0 | . | . | . | . | . | . | . | . | . | . | . | . | . | . | . | . | . | . | . | . | . | . | . | . | . | . | . | . | . | . | . | . | . | . | . | . | . | . | . | . | 4.705 | -0.141 | NM | . | 12.377 | . | . | . | . | . | . | . | . | . | .
2024 | 5 | FL | 6452 | Florida Power & Light Co | Preliminary | AC | 920.374 | 69.993 | 32.448 | . | 1022.815 | 100602 | 904 | 718 | . | 102224 | . | . | . | . | 0 | . | . | . | . | 0 | 63774.888 | 2551.941 | 515.535 | . | 66842.364 | . | . | . | . | 0 | . | . | . | . | 0 | . | . | . | . | 0 | . | . | . | . | 0 | . | . | . | . | 0 | . | . | . | . | 0 | 0.019 | 0.019 | 0.042 | . | 0.08 | 6 | 8 | 4 | . | 18 | 0.294 | 0.177 | . | . | 0.471 | . | . | 5.949 | . | 5.949 | . | . | 4 | . | 4 | . | . | . | . | 0 | 920.393 | 70.012 | 38.439 | 0 | 1028.844 | 100608 | 912 | 726 | 0 | 102246 | 63775.182 | 2552.118 | 515.535 | 0 | 66842.835
2024 | 5 | FL | 6455 | Duke Energy Florida, LLC | Preliminary | AC | 775.738 | 50.652 | 11.608 | . | 837.998 | 88238 | 860 | 29 | . | 89127 | . | . | . | . | 0 | . | . | . | . | 0 | . | . | . | . | 0 | . | . | . | . | 0 | . | . | . | . | 0 | . | . | . | . | 0 | . | . | . | . | 0 | . | . | . | . | 0 | . | . | . | . | 0 | 0.002 | 0.001 | 0 | . | 0.003 | 1 | 1 | 0 | . | 2 | . | . | . | . | 0 | . | 0.2 | 0.2 | . | 0.4 | . | 1 | 1 | . | 2 | . | . | . | . | 0 | 775.74 | 50.853 | 11.808 | 0 | 838.401 | 88239 | 862 | 30 | 0 | 89131 | 0 | 0 | 0 | 0 | 0
2024 | 5 | FL | 6457 | Florida Public Utilities Co | Preliminary | AC | 2.668 | 1.307 | 0 | 0 | 3.975 | 568 | 10 | 0 | 0 | 578 | 0 | 0 | 0 | 0 | 0 | 0 | 0 | 0 | 0 | 0 | 0 | 0 | 0 | 0 | 0 | 0 | 0 | 0 | 0 | 0 | 0 | 0 | 0 | 0 | 0 | 0 | 0 | 0 | 0 | 0 | 0 | 0 | 0 | 0 | 0 | 0 | 0 | 0 | 0 | 0 | 0 | 0 | 0 | 0 | 0 | 0 | 0 | 0 | 0 | 0 | 0 | 0 | 0 | 0 | 0 | 0 | 0 | 0 | 0 | 0 | 0 | 0 | 0 | 0 | 0 | 0 | 0 | 0 | 0 | 0 | 0 | 0 | 0 | 0 | 0 | 2.668 | 1.307 | NM | 0 | 3.975 | 568 | 10 | 0 | 0 | 578 | 0 | 0 | 0 | 0 | 0
2024 | 5 | FL | 9617 | JEA | Preliminary | DC | 50.904 | 9.555 | . | . | 60.459 | 5821 | 119 | . | . | 5940 | . | . | . | . | 0 | . | . | . | . | 0 | 2406.887 | 342.69 | . | . | 2749.577 | . | . | . | . | 0 | . | . | . | . | 0 | . | . | . | . | 0 | . | . | . | . | 0 | . | . | . | . | 0 | . | . | . | . | 0 | . | . | . | . | 0 | . | . | . | . | 0 | . | . | . | . | 0 | . | . | . | . | 0 | . | . | . | . | 0 | . | . | . | . | 0 | 50.904 | 9.555 | NM | 0 | 60.459 | 5821 | 119 | 0 | 0 | 5940 | 2406.887 | 342.69 | 0 | 0 | 2749.577
2024 | 5 | FL | 18454 | Tampa Electric Co | Preliminary | DC | 300.981 | 30.768 | 0.74 | . | 332.489 | 26630 | 279 | 3 | . | 26912 | 16.5 | 1 | . | . | 17.5 | 750 | 47 | . | . | 797 | 20728.788 | 887.592 | 61.842 | . | 21678.222 | 12.094 | 0.029 | . | . | 12.123 | 1255 | 1 | . | . | 1256 | . | . | . | . | 0 | . | . | . | . | 0 | . | . | . | . | 0 | . | . | . | . | 0 | . | . | . | . | 0 | . | . | . | . | 0 | . | . | . | . | 0 | . | 0.05 | . | . | 0.05 | . | 1 | . | . | 1 | . | . | . | . | 0 | 317.481 | 31.818 | 0.74 | 0 | 350.039 | 27380 | 327 | 3 | 0 | 27710 | 20728.788 | 887.592 | 61.842 | 0 | 21678.222
2024 | 5 | FL | 99999 | Adjustment 2024 | Preliminary |  | 209.254 | 22.762 | 0.287 | . | 232.303 | . | . | . | . | . | -2.878 | -0.174 | . | . | -3.052 | . | . | . | . | . | . | . | . | . | . | -2.109 | -0.005 | . | . | -2.114 | . | . | . | . | . | . | . | . | . | . | . | . | . | . | 0 | . | . | . | . | . | . | . | . | . | . | . | . | . | . | . | . | . | . | . | . | . | . | . | . | . | . | . | . | . | . | . | . | . | . | . | . | . | . | . | . | 206.377 | 22.587 | 0.287 | . | 229.251 | . | . | . | . | . | . | . | . | . | .
2024 | 5 | GA | 3916 | Cobb Electric Membership Corp | Preliminary | AC | 3.804 | 3.541 | . | . | 7.345 | 586 | 43 | . | . | 629 | . | . | . | . | 0 | . | . | . | . | 0 | 45.123 | 21.544 | . | . | 66.667 | . | 1 | . | . | 1 | . | 1 | . | . | 1 | . | 4 | . | . | 4 | . | . | . | . | 0 | . | . | . | . | 0 | . | . | . | . | 0 | . | . | . | . | 0 | . | . | . | . | 0 | . | . | . | . | 0 | . | . | . | . | 0 | . | . | . | . | 0 | . | . | . | . | 0 | 3.804 | 3.541 | NM | 0 | 7.345 | 586 | 43 | 0 | 0 | 629 | 45.123 | 21.544 | 0 | 0 | 66.667
2024 | 5 | GA | 7140 | Georgia Power Co | Preliminary | AC | 67.28 | 21.63 | 3.493 | . | 92.403 | 10287 | 455 | 37 | . | 10779 | . | . | . | . | 0 | . | . | . | . | 0 | . | . | . | . | 0 | . | . | . | . | 0 | . | . | . | . | 0 | . | . | . | . | 0 | . | . | . | . | 0 | . | . | . | . | 0 | . | . | . | . | 0 | . | . | . | . | 0 | . | . | . | . | 0 | . | . | . | . | 0 | . | . | . | . | 0 | . | . | . | . | 0 | . | . | . | . | 0 | 67.28 | 21.63 | 3.493 | 0 | 92.403 | 10287 | 455 | 37 | 0 | 10779 | 0 | 0 | 0 | 0 | 0
2024 | 5 | GA | 9601 | Jackson Electric Member Corp - (GA) | Preliminary | DC | 8.237 | 4.432 | . | . | 12.669 | 1037 | 30 | . | . | 1067 | . | . | . | . | 0 | . | . | . | . | 0 | 506.922 | 148.239 | . | . | 655.161 | . | . | . | . | 0 | . | . | . | . | 0 | . | . | . | . | 0 | . | . | . | . | 0 | . | . | . | . | 0 | . | . | . | . | 0 | . | . | . | . | 0 | . | . | . | . | 0 | . | . | . | . | 0 | . | . | . | . | 0 | . | . | . | . | 0 | . | . | . | . | 0 | 8.237 | 4.432 | NM | 0 | 12.669 | 1037 | 30 | 0 | 0 | 1067 | 506.922 | 148.239 | 0 | 0 | 655.161
2024 | 5 | GA | 99999 | Adjustment 2024 | Preliminary |  | NM | 4.943 | 1.704 | . | NM | . | . | . | . | . | . | . | . | . | 0 | . | . | . | . | . | . | . | . | . | . | . | . | . | . | 0 | . | . | . | . | . | . | . | . | . | . | . | . | . | . | 0 | . | . | . | . | . | . | . | . | . | . | . | . | . | . | . | . | . | . | . | . | . | . | . | . | . | . | . | . | . | . | . | . | . | . | . | . | . | . | . | . | NM | 4.943 | 1.704 | . | NM | . | . | . | . | . | . | . | . | . | .
2024 | 5 | HI | 8287 | Hawaii Electric Light Co Inc | Preliminary | AC | 78.785 | 22.135 | 1.431 | . | 102.351 | 13921 | 757 | 31 | . | 14709 | . | . | . | . | 0 | . | . | . | . | 0 | . | . | . | . | 0 | 16.935 | 1.236 | 0.003 | . | 18.174 | 2257 | 36 | 1 | . | 2294 | 39.498 | 2.007 | 0 | . | 41.505 | . | . | . | . | 0 | . | . | . | . | 0 | . | . | . | . | 0 | 0.05 | . | 0.167 | . | 0.217 | 15 | . | 3 | . | 18 | . | . | . | . | 0 | . | . | 0.049 | . | 0.049 | . | . | 1 | . | 1 | . | . | . | . | 0 | 78.835 | 22.135 | 1.647 | 0 | 102.617 | 13936 | 757 | 35 | 0 | 14728 | 0 | 0 | 0 | 0 | 0
2024 | 5 | HI | 10071 | Kauai Island Utility Cooperative | Preliminary | AC | 25.778 | 10.954 | 0 | 0 | 36.732 | 5770 | 417 | 0 | 0 | 6187 | 0 | 0 | 0 | 0 | 0 | 0 | 0 | 0 | 0 | 0 | 1584.287 | 378.252 | 0 | 0 | 1962.539 | 13.764 | 1.759 | 0 | 0 | 15.523 | 1913 | 42 | 0 | 0 | 1955 | 35.537 | 4.438 | 0 | 0 | 39.975 | . | . | . | . | 0 | . | . | . | . | 0 | . | . | . | . | 0 | 0.01 | 0.001 | 0 | 0 | 0.011 | 6 | 1 | 0 | 0 | 7 | 0.257 | 0 | 0 | 0 | 0.257 | 0 | 0 | 0 | 0 | 0 | 0 | 0 | 0 | 0 | 0 | 0 | 0 | 0 | 0 | 0 | 25.788 | 10.955 | NM | 0 | 36.743 | 5776 | 418 | 0 | 0 | 6194 | 1584.544 | 378.252 | 0 | 0 | 1962.796
2024 | 5 | HI | 11843 | Maui Electric Co Ltd | Preliminary | AC | 82.424 | 31.144 | . | . | 113.568 | 13457 | 1071 | . | . | 14528 | . | . | . | . | 0 | . | . | . | . | 0 | . | . | . | . | 0 | 15.459 | 1.445 | . | . | 16.904 | 1743 | 45 | . | . | 1788 | 39.696 | 3.746 | . | . | 43.442 | . | . | . | . | 0 | . | . | . | . | 0 | . | . | . | . | 0 | 0.021 | 0.057 | . | . | 0.078 | 7 | 5 | . | . | 12 | . | . | . | . | 0 | . | . | . | . | 0 | . | . | . | . | 0 | . | . | . | . | 0 | 82.445 | 31.201 | NM | 0 | 113.646 | 13464 | 1076 | 0 | 0 | 14540 | 0 | 0 | 0 | 0 | 0
2024 | 5 | HI | 19547 | Hawaiian Electric Co Inc | Preliminary | AC | 325.668 | 66.842 | . | . | 392.51 | 62821 | 1803 | . | . | 64624 | . | . | . | . | 0 | . | . | . | . | 0 | . | . | . | . | 0 | 85.492 | 0.781 | . | . | 86.273 | 10885 | 34 | . | . | 10919 | 224.158 | 2.64 | . | . | 226.798 | . | . | . | . | 0 | . | . | . | . | 0 | . | . | . | . | 0 | 0.001 | 0.024 | . | . | 0.025 | 1 | 3 | . | . | 4 | . | . | . | . | 0 | . | . | . | . | 0 | . | . | . | . | 0 | . | . | . | . | 0 | 325.669 | 66.866 | NM | 0 | 392.535 | 62822 | 1806 | 0 | 0 | 64628 | 0 | 0 | 0 | 0 | 0
2024 | 5 | HI | 99999 | Adjustment 2024 | Preliminary |  | . | . | . | . | . | . | . | . | . | . | . | . | . | . | . | . | . | . | . | . | . | . | . | . | . | . | . | . | . | . | . | . | . | . | . | . | . | . | . | . | . | . | . | . | . | . | . | . | . | . | . | . | . | . | . | . | . | . | . | . | . | . | . | . | . | . | . | . | . | . | . | . | . | . | . | . | . | . | . | . | . | . | . | . | . | . | . | . | . | . | . | . | . | . | . | . | . | . | . | .
2024 | 5 | IA | 9417 | Interstate Power and Light Co | Preliminary | AC | 74.33 | 101.841 | 1.693 | . | 177.864 | 9019 | 2906 | 14 | . | 11939 | . | . | . | . | 0 | . | . | . | . | 0 | . | . | . | . | 0 | . | . | . | . | 0 | . | . | . | . | 0 | . | . | . | . | 0 | . | . | . | . | 0 | . | . | . | . | 0 | . | . | . | . | 0 | 0.304 | 3.927 | 0.01 | . | 4.241 | 41 | 62 | 1 | . | 104 | . | . | . | . | 0 | . | 0.4 | . | . | 0.4 | . | 1 | . | . | 1 | . | . | . | . | 0 | 74.634 | 106.168 | 1.703 | 0 | 182.505 | 9060 | 2969 | 15 | 0 | 12044 | 0 | 0 | 0 | 0 | 0
2024 | 5 | IA | 12341 | MidAmerican Energy Co | Preliminary | AC | 34.418 | 24.388 | 7.127 | . | 65.933 | 4180 | 531 | 27 | . | 4738 | . | . | . | . | 0 | . | . | . | . | 0 | 2807.822 | 1157.175 | 112.749 | . | 4077.746 | . | . | . | . | 0 | . | . | . | . | 0 | . | . | . | . | 0 | . | . | . | . | 0 | . | . | . | . | 0 | . | . | . | . | 0 | 0.433 | 0.75 | 0.114 | . | 1.297 | 43 | 18 | 2 | . | 63 | 9.353 | 8.76 | 0 | . | 18.113 | . | . | 2 | . | 2 | . | . | 1 | . | 1 | . | . | 0 | . | 0 | 34.851 | 25.138 | 9.241 | 0 | 69.23 | 4223 | 549 | 30 | 0 | 4802 | 2817.175 | 1165.935 | 112.749 | 0 | 4095.859
2024 | 5 | IA | 99999 | Adjustment 2024 | Preliminary |  | 40.111 | 16.419 | 1.543 | . | 58.073 | . | . | . | . | . | . | . | . | . | . | . | . | . | . | . | . | . | . | . | . | . | . | . | . | . | . | . | . | . | . | . | . | . | . | . | . | . | . | . | . | . | . | . | . | . | . | . | . | . | . | . | . | . | . | . | . | . | . | . | . | . | . | . | . | . | . | . | . | . | . | . | . | . | . | . | . | . | . | . | . | 40.111 | 16.419 | 1.543 | . | 58.073 | . | . | . | . | . | . | . | . | . | .
2024 | 5 | ID | 9187 | City of Idaho Falls - (ID) | Preliminary | AC | 1.173 | 0.09 | 0 | 0 | 1.263 | 161 | 5 | 0 | 0 | 166 | 0 | 0 | 0 | 0 | 0 | 0 | 0 | 0 | 0 | 0 | 27.666 | 0 | 0 | 0 | 27.666 | 0 | 0 | 0 | 0 | 0 | 0 | 0 | 0 | 0 | 0 | 0 | 0 | 0 | 0 | 0 | 0 | 0 | 0 | 0 | 0 | 0 | 0 | 0 | 0 | 0 | 0 | 0 | 0 | 0 | 0 | 0 | 0 | 0 | 0 | 0 | 0 | 0 | 0 | 0 | 0 | 0 | 0 | 0 | 0 | 0 | 0 | 0 | 0 | 0 | 0 | 0 | 0 | 0 | 0 | 0 | 0 | 0 | 0 | 0 | 0 | 1.173 | 0.09 | NM | 0 | 1.263 | 161 | 5 | 0 | 0 | 166 | 27.666 | 0 | 0 | 0 | 27.666
2024 | 5 | ID | 9191 | Idaho Power Co | Preliminary | DC | 138.224 | 9.019 | 20.835 | . | 168.078 | 18207 | 340 | 228 | . | 18775 | . | . | . | . | 0 | . | . | . | . | 0 | . | . | . | . | 0 | . | . | . | . | 0 | . | . | . | . | 0 | . | . | . | . | 0 | . | . | . | . | 0 | . | . | . | . | 0 | . | . | . | . | 0 | 0.434 | 0.169 | 0.04 | . | 0.643 | 68 | 6 | 1 | . | 75 | . | . | . | . | 0 | 0.079 | 0.085 | . | . | 0.164 | 9 | 4 | . | . | 13 | . | . | . | . | 0 | 138.737 | 9.273 | 20.875 | 0 | 168.885 | 18284 | 350 | 229 | 0 | 18863 | 0 | 0 | 0 | 0 | 0
2024 | 5 | ID | 10454 | Kootenai Electric Cooperative | Preliminary | DC | 1.443 | . | . | . | 1.443 | 195 | . | . | . | 195 | 0.052 | . | . | . | 0.052 | 55 | . | . | . | 55 | . | . | . | . | 0 | . | . | . | . | 0 | . | . | . | . | 0 | . | . | . | . | 0 | . | . | . | . | 0 | . | . | . | . | 0 | . | . | . | . | 0 | 0.018 | . | . | . | 0.018 | 5 | . | . | . | 5 | . | . | . | . | 0 | . | . | . | . | 0 | . | . | . | . | 0 | . | . | . | . | 0 | 1.513 | NM | NM | 0 | 1.513 | 255 | 0 | 0 | 0 | 255 | 0 | 0 | 0 | 0 | 0
2024 | 5 | ID | 11273 | Lower Valley Energy Inc | Preliminary | AC | 0.022 | . | . | . | 0.022 | 2 | . | . | . | 2 | . | . | . | . | 0 | . | . | . | . | 0 | . | . | . | . | 0 | . | . | . | . | 0 | . | . | . | . | 0 | . | . | . | . | 0 | . | . | . | . | 0 | . | . | . | . | 0 | . | . | . | . | 0 | 0.002 | . | . | . | 0.002 | 1 | . | . | . | 1 | . | . | . | . | 0 | . | . | . | . | 0 | . | . | . | . | 0 | . | . | . | . | 0 | 0.024 | NM | NM | 0 | 0.024 | 3 | 0 | 0 | 0 | 3 | 0 | 0 | 0 | 0 | 0
2024 | 5 | ID | 14354 | PacifiCorp | Preliminary | DC | 22.309 | 1.273 | 0.687 | 0 | 24.269 | 2666 | 65 | 11 | 0 | 2742 | . | . | . | . | 0 | . | . | . | . | 0 | . | . | . | . | 0 | 3.368 | 0.031 | 0 | 0 | 3.399 | 352 | 2 | 0 | 0 | 354 | 4.461 | 0.062 | 0 | 0 | 4.523 | . | . | . | . | 0 | . | . | . | . | 0 | . | . | . | . | 0 | 0.222 | 0.057 | 0 | 0 | 0.279 | 65 | 8 | 0 | 0 | 73 | . | . | . | . | 0 | 0.008 | 0 | 0 | 0 | 0.008 | 2 | 0 | 0 | 0 | 2 | . | . | . | . | 0 | 22.539 | 1.33 | 0.687 | 0 | 24.556 | 2733 | 73 | 11 | 0 | 2817 | 0 | 0 | 0 | 0 | 0
2024 | 5 | ID | 20169 | Avista Corp | Preliminary | AC | 3.691 | 0.629 | . | . | 4.32 | 574 | 30 | . | . | 604 | . | . | . | . | 0 | . | . | . | . | 0 | . | . | . | . | 0 | . | . | . | . | 0 | . | . | . | . | 0 | . | . | . | . | 0 | . | . | . | . | 0 | . | . | . | . | 0 | . | . | . | . | 0 | 0.013 | 0.002 | . | . | 0.015 | 5 | 1 | . | . | 6 | . | . | . | . | 0 | 0.014 | 0.065 | . | . | 0.079 | 3 | 1 | . | . | 4 | . | . | . | . | 0 | 3.718 | 0.696 | NM | 0 | 4.414 | 582 | 32 | 0 | 0 | 614 | 0 | 0 | 0 | 0 | 0
2024 | 5 | ID | 99999 | Adjustment 2024 | Preliminary |  | -26.321 | -1.63 | -3.753 | 0 | -31.704 | . | . | . | . | . | -0.009 | . | . | . | -0.009 | . | . | . | . | . | . | . | . | . | . | -0.587 | -0.005 | 0 | 0 | -0.593 | . | . | . | . | . | . | . | . | . | . | . | . | . | . | 0 | . | . | . | . | . | . | . | . | . | . | . | . | . | . | . | . | . | . | . | . | . | . | . | . | . | . | . | . | . | . | . | . | . | . | . | . | . | . | . | . | -26.33 | -1.63 | -3.753 | 0 | -31.713 | . | . | . | . | . | . | . | . | . | .
2024 | 5 | IL | 4110 | Commonwealth Edison Co | Preliminary | AC | 407.89 | 222.88 | . | . | 630.77 | 56404 | 1343 | . | . | 57747 | 93.52 | 93.92 | . | . | 187.44 | 20610 | 4588 | . | . | 25198 | . | . | . | . | 0 | . | . | . | . | 0 | . | . | . | . | 0 | . | . | . | . | 0 | . | . | . | . | 0 | . | . | . | . | 0 | . | . | . | . | 0 | 0.18 | 2.42 | . | . | 2.6 | 32 | 12 | . | . | 44 | . | . | . | . | 0 | . | 0.38 | . | . | 0.38 | . | 1 | . | . | 1 | . | . | . | . | 0 | 501.59 | 319.6 | NM | 0 | 821.19 | 77046 | 5944 | 0 | 0 | 82990 | 0 | 0 | 0 | 0 | 0
2024 | 5 | IL | 12341 | MidAmerican Energy Co | Preliminary | AC | 3.831 | 5.267 | 2.18 | . | 11.278 | 459 | 86 | 4 | . | 549 | . | . | . | . | 0 | . | . | . | . | 0 | 192.557 | 146.763 | 0 | . | 339.32 | . | . | . | . | 0 | . | . | . | . | 0 | . | . | . | . | 0 | . | . | . | . | 0 | . | . | . | . | 0 | . | . | . | . | 0 | 0.002 | 0.62 | . | . | 0.622 | 1 | 2 | . | . | 3 | 0 | 0 | . | . | 0 | . | . | . | . | 0 | . | . | . | . | 0 | . | . | . | . | 0 | 3.833 | 5.887 | 2.18 | 0 | 11.9 | 460 | 88 | 4 | 0 | 552 | 192.557 | 146.763 | 0 | 0 | 339.32
2024 | 5 | IL | 13032 | Mt Carmel Public Utility Co | Preliminary | AC | 0.493 | 0.171 | 0 | 0 | 0.664 | 44 | 8 | 0 | 0 | 52 | . | . | . | . | 0 | . | . | . | . | 0 | 45.275 | 11.094 | 0 | 0 | 56.369 | . | . | . | . | 0 | . | . | . | . | 0 | . | . | . | . | 0 | . | . | . | . | 0 | . | . | . | . | 0 | . | . | . | . | 0 | . | . | . | . | 0 | . | . | . | . | 0 | . | . | . | . | 0 | . | . | . | . | 0 | . | . | . | . | 0 | . | . | . | . | 0 | 0.493 | 0.171 | NM | 0 | 0.664 | 44 | 8 | 0 | 0 | 52 | 45.275 | 11.094 | 0 | 0 | 56.369
2024 | 5 | IL | 56697 | Ameren Illinois Company | Preliminary | DC | 229.557 | 165.82 | . | . | 395.377 | 21876 | 2194 | . | . | 24070 | 39.852 | 68.819 | . | . | 108.671 | 7572 | 1899 | . | . | 9471 | . | . | . | . | 0 | . | . | . | . | 0 | . | . | . | . | 0 | . | . | . | . | 0 | . | . | . | . | 0 | . | . | . | . | 0 | . | . | . | . | 0 | 0.353 | 0.126 | . | . | 0.479 | 73 | 20 | . | . | 93 | . | . | . | . | 0 | . | . | . | . | 0 | . | . | . | . | 0 | . | . | . | . | 0 | 269.762 | 234.765 | NM | 0 | 504.527 | 29521 | 4113 | 0 | 0 | 33634 | 0 | 0 | 0 | 0 | 0
2024 | 5 | IL | 99999 | Adjustment 2024 | Preliminary |  | 17.719 | -5.144 | 0.056 | . | 12.631 | . | . | . | . | . | -6.95 | -12.002 | . | . | -18.952 | . | . | . | . | . | . | . | . | . | . | . | . | . | . | 0 | . | . | . | . | . | . | . | . | . | . | . | . | . | . | 0 | . | . | . | . | . | . | . | . | . | . | . | . | . | . | . | . | . | . | . | . | . | . | . | . | . | . | . | . | . | . | . | . | . | . | . | . | . | . | . | . | 10.769 | -17.146 | 0.056 | . | -6.321 | . | . | . | . | . | . | . | . | . | .
2024 | 5 | IN | 9273 | Indianapolis Power & Light Co | Preliminary | AC | 7.429 | 5.219 | . | . | 12.648 | 1019 | 89 | . | . | 1108 | . | . | . | . | 0 | . | . | . | . | 0 | . | . | . | . | 0 | . | . | . | . | 0 | . | . | . | . | 0 | . | . | . | . | 0 | . | . | . | . | 0 | . | . | . | . | 0 | . | . | . | . | 0 | . | 0.05 | . | . | 0.05 | . | 1 | . | . | 1 | . | . | . | . | 0 | . | . | . | . | 0 | . | . | . | . | 0 | . | . | . | . | 0 | 7.429 | 5.269 | NM | 0 | 12.698 | 1019 | 90 | 0 | 0 | 1109 | 0 | 0 | 0 | 0 | 0
2024 | 5 | IN | 9324 | Indiana Michigan Power Co | Preliminary | AC | 13.54 | 18.063 | 5.096 | . | 36.699 | 1541 | 233 | 21 | . | 1795 | . | . | . | . | 0 | . | . | . | . | 0 | 1204.64 | 1244.41 | 333.04 | . | 2782.09 | 1.54 | 0.004 | 0.05 | . | 1.594 | 321 | 1 | 1 | . | 323 | 4.043 | 0.005 | 0.038 | . | 4.086 | . | . | . | . | 0 | . | . | . | . | 0 | . | . | . | . | 0 | 0.095 | 0.025 | 0.01 | . | 0.13 | 23 | 6 | 1 | . | 30 | 0.939 | . | . | . | 0.939 | . | 0.24 | . | . | 0.24 | . | 1 | . | . | 1 | . | 0 | . | . | 0 | 13.635 | 18.328 | 5.106 | 0 | 37.069 | 1564 | 240 | 22 | 0 | 1826 | 1205.579 | 1244.41 | 333.04 | 0 | 2783.029
2024 | 5 | IN | 13756 | Northern Indiana Pub Serv Co | Preliminary | AC | 12.386 | 45.603 | . | . | 57.989 | 1343 | 183 | . | . | 1526 | . | . | . | . | 0 | . | . | . | . | 0 | 1365.839 | 3261.592 | . | . | 4627.431 | . | . | . | . | 0 | . | . | . | . | 0 | . | . | . | . | 0 | . | . | . | . | 0 | . | . | . | . | 0 | . | . | . | . | 0 | 0.095 | 1.822 | . | . | 1.917 | 21 | 6 | . | . | 27 | 0.887 | 53.24 | . | . | 54.127 | . | . | . | . | 0 | . | . | . | . | 0 | . | . | . | . | 0 | 12.481 | 47.425 | NM | 0 | 59.906 | 1364 | 189 | 0 | 0 | 1553 | 1366.726 | 3314.832 | 0 | 0 | 4681.558
2024 | 5 | IN | 15470 | Duke Energy Indiana, LLC | Preliminary | AC | 31.127 | 52.275 | 4.329 | . | 87.731 | 3876 | 463 | 11 | . | 4350 | . | . | . | . | 0 | . | . | . | . | 0 | . | . | . | . | 0 | . | . | . | . | 0 | . | . | . | . | 0 | . | . | . | . | 0 | . | . | . | . | 0 | . | . | . | . | 0 | . | . | . | . | 0 | 0.061 | 2.13 | 0 | . | 2.191 | 22 | 10 | 0 | . | 32 | . | . | . | . | 0 | . | . | . | . | 0 | . | . | . | . | 0 | . | . | . | . | 0 | 31.188 | 54.405 | 4.329 | 0 | 89.922 | 3898 | 473 | 11 | 0 | 4382 | 0 | 0 | 0 | 0 | 0
2024 | 5 | IN | 17633 | Southern Indiana Gas & Elec Co | Preliminary | AC | 8.916 | 11.101 | . | . | 20.017 | 838 | 126 | . | . | 964 | . | . | . | . | 0 | . | . | . | . | 0 | . | . | . | . | 0 | . | . | . | . | 0 | . | . | . | . | 0 | . | . | . | . | 0 | . | . | . | . | 0 | . | . | . | . | 0 | . | . | . | . | 0 | 0.002 | 0.002 | . | . | 0.004 | 1 | 1 | . | . | 2 | . | . | . | . | 0 | . | . | . | . | 0 | . | . | . | . | 0 | . | . | . | . | 0 | 8.918 | 11.103 | NM | 0 | 20.021 | 839 | 127 | 0 | 0 | 966 | 0 | 0 | 0 | 0 | 0
2024 | 5 | IN | 99999 | Adjustment 2024 | Preliminary |  | 31.867 | 2.504 | NM | . | 37.193 | . | . | . | . | . | . | . | . | . | . | . | . | . | . | . | . | . | . | . | . | . | . | . | . | . | . | . | . | . | . | . | . | . | . | . | . | . | . | . | . | . | . | . | . | . | . | . | . | . | . | . | . | . | . | . | . | . | . | . | . | . | . | . | . | . | . | . | . | . | . | . | . | . | . | . | . | . | . | . | . | 31.867 | 2.504 | NM | . | 37.193 | . | . | . | . | . | . | . | . | . | .
2024 | 5 | KS | 5860 | Empire District Electric Co | Preliminary | DC | 1.142 | 0.274 | 0.06 | 0 | 1.476 | 108 | 12 | 2 | 0 | 122 | . | . | . | . | 0 | . | . | . | . | 0 | 3.209 | 0 | 0 | . | 3.209 | . | . | . | . | 0 | . | . | . | . | 0 | . | . | . | . | 0 | . | . | . | . | 0 | . | . | . | . | 0 | . | . | . | . | 0 | . | . | . | . | 0 | . | . | . | . | 0 | . | . | . | . | 0 | . | . | . | . | 0 | . | . | . | . | 0 | . | . | . | . | 0 | 1.142 | 0.274 | 0.06 | 0 | 1.476 | 108 | 12 | 2 | 0 | 122 | 3.209 | 0 | 0 | 0 | 3.209
2024 | 5 | KS | 9996 | City of Kansas City - (KS) | Preliminary | AC | 1.973 | 1.014 | 0 | 0 | 2.987 | 296 | 18 | 0 | 0 | 314 | 0.023 | 0.402 | 0 | 0 | 0.425 | 23 | 3 | 0 | 0 | 26 | 173.369 | 19.738 | 0 | 0 | 193.107 | . | . | . | . | 0 | . | . | . | . | 0 | . | . | . | . | 0 | . | . | . | . | 0 | . | . | . | . | 0 | . | . | . | . | 0 | . | . | . | . | 0 | . | . | . | . | 0 | . | . | . | . | 0 | . | . | . | . | 0 | . | . | . | . | 0 | . | . | . | . | 0 | 1.996 | 1.416 | NM | 0 | 3.412 | 319 | 21 | 0 | 0 | 340 | 173.369 | 19.738 | 0 | 0 | 193.107
2024 | 5 | KS | 10000 | Evergy Metro | Preliminary | DC | 12.225 | 4.255 | 0.44 | . | 16.92 | 1383 | 99 | 6 | . | 1488 | 1.902 | 0.007 | . | . | 1.909 | 502 | 1 | . | . | 503 | 893.515 | 185.859 | 20.581 | . | 1099.955 | . | . | . | . | 0 | . | . | . | . | 0 | . | . | . | . | 0 | . | . | . | . | 0 | . | . | . | . | 0 | . | . | . | . | 0 | 0.01 | 0.022 | . | . | 0.032 | 3 | 3 | . | . | 6 | 0.751 | 2.123 | . | . | 2.874 | . | . | . | . | 0 | . | . | . | . | 0 | . | . | . | . | 0 | 14.137 | 4.284 | 0.44 | 0 | 18.861 | 1888 | 103 | 6 | 0 | 1997 | 894.266 | 187.982 | 20.581 | 0 | 1102.829
2024 | 5 | KS | 10005 | Evergy Kansas South, Inc | Preliminary | AC | 19.806 | 4.332 | 0.175 | . | 24.313 | 2519 | 85 | 6 | . | 2610 | 0.345 | 0.198 | . | . | 0.543 | 199 | 8 | . | . | 207 | 1684.015 | 226.089 | 6.719 | . | 1916.823 | . | . | . | . | 0 | . | . | . | . | 0 | . | . | . | . | 0 | . | . | . | . | 0 | . | . | . | . | 0 | . | . | . | . | 0 | 0.032 | 0.002 | . | . | 0.034 | 9 | 1 | . | . | 10 | 2.88 | 0 | . | . | 2.88 | 0.02 | . | . | . | 0.02 | 3 | . | . | . | 3 | 1.241 | . | . | . | 1.241 | 20.203 | 4.532 | 0.175 | 0 | 24.91 | 2730 | 94 | 6 | 0 | 2830 | 1688.136 | 226.089 | 6.719 | 0 | 1920.944
2024 | 5 | KS | 22500 | Evergy Kansas Central, Inc | Preliminary | AC | 22.186 | 7.15 | 0.759 | . | 30.095 | 2675 | 183 | 5 | . | 2863 | 0.468 | 0.018 | . | . | 0.486 | 314 | 4 | . | . | 318 | 1835.08 | 280.993 | 12.742 | . | 2128.815 | . | . | . | . | 0 | . | . | . | . | 0 | . | . | . | . | 0 | . | . | . | . | 0 | . | . | . | . | 0 | . | . | . | . | 0 | 0.085 | 0.359 | . | . | 0.444 | 15 | 11 | . | . | 26 | 4.114 | 5.388 | . | . | 9.502 | 0.008 | 0.01 | . | . | 0.018 | 3 | 1 | . | . | 4 | 0.609 | 0 | . | . | 0.609 | 22.747 | 7.537 | 0.759 | 0 | 31.043 | 3007 | 199 | 5 | 0 | 3211 | 1839.803 | 286.381 | 12.742 | 0 | 2138.926
2024 | 5 | KS | 99999 | Adjustment 2024 | Preliminary |  | 20.47 | 1.87 | -0.087 | 0 | 22.253 | . | . | . | . | . | -0.332 | -0.001 | . | . | -0.333 | . | . | . | . | . | . | . | . | . | . | . | . | . | . | 0 | . | . | . | . | . | . | . | . | . | . | . | . | . | . | 0 | . | . | . | . | . | . | . | . | . | . | . | . | . | . | . | . | . | . | . | . | . | . | . | . | . | . | . | . | . | . | . | . | . | . | . | . | . | . | . | . | 20.138 | 1.869 | -0.087 | 0 | 21.92 | . | . | . | . | . | . | . | . | . | .
2024 | 5 | KY | 9964 | Kenergy Corp | Preliminary | AC | 4.74 | 1.167 | 0 | 0 | 5.907 | 426 | 54 | 0 | 0 | 480 | . | . | . | . | 0 | . | . | . | . | 0 | . | . | . | . | 0 | . | . | . | . | 0 | . | . | . | . | 0 | . | . | . | . | 0 | . | . | . | . | 0 | . | . | . | . | 0 | . | . | . | . | 0 | . | . | . | . | 0 | . | . | . | . | 0 | . | . | . | . | 0 | . | . | . | . | 0 | . | . | . | . | 0 | . | . | . | . | 0 | 4.74 | 1.167 | NM | 0 | 5.907 | 426 | 54 | 0 | 0 | 480 | 0 | 0 | 0 | 0 | 0
2024 | 5 | KY | 10171 | Kentucky Utilities Co | Preliminary | DC | 19.681 | 3.877 | 0.07 | 0 | 23.628 | 2234 | 220 | 3 | 0 | 2457 | . | . | . | . | 0 | . | . | . | . | 0 | 1101.691 | 179.501 | 2.88 | 0 | 1284.072 | 1.097 | 0.047 | 0 | 0 | 1.144 | 169 | 4 | 0 | 0 | 173 | 0 | 0 | . | 0 | 0 | . | . | . | . | 0 | . | . | . | . | 0 | . | . | . | . | 0 | 0.009 | 0.002 | . | . | 0.011 | 4 | 1 | . | . | 5 | 0 | 0.005 | . | . | 0.005 | . | . | 0.05 | . | 0.05 | . | . | 1 | . | 1 | . | . | . | . | 0 | 19.69 | 3.879 | 0.12 | 0 | 23.689 | 2238 | 221 | 4 | 0 | 2463 | 1101.691 | 179.506 | 2.88 | 0 | 1284.077
2024 | 5 | KY | 11249 | Louisville Gas & Electric Co | Preliminary | DC | 20.883 | 1.576 | 0.05 | 0 | 22.509 | 2694 | 81 | 1 | 0 | 2776 | . | . | . | . | 0 | . | . | . | . | 0 | 1185.87 | 50.169 | 2.837 | 0 | 1238.876 | 0.652 | 0.02 | . | . | 0.672 | 94 | 2 | . | . | 96 | 0 | 0 | . | . | 0 | . | . | . | . | 0 | . | . | . | . | 0 | . | . | . | . | 0 | 0.008 | 0.006 | . | . | 0.014 | 3 | 2 | . | . | 5 | 0.018 | 0.107 | . | . | 0.125 | . | . | . | . | 0 | . | . | . | . | 0 | . | . | . | . | 0 | 20.891 | 1.582 | 0.05 | 0 | 22.523 | 2697 | 83 | 1 | 0 | 2781 | 1185.888 | 50.276 | 2.837 | 0 | 1239.001
2024 | 5 | KY | 17564 | South Kentucky Rural E C C | Preliminary | AC | 1.343 | 0.133 | 0.073 | . | 1.549 | 150 | 9 | 2 | . | 161 | . | . | . | . | 0 | . | . | . | . | 0 | 91.857 | 23.929 | 6.655 | . | 122.441 | . | . | . | . | 0 | . | . | . | . | 0 | . | . | . | . | 0 | . | . | . | . | 0 | . | . | . | . | 0 | . | . | . | . | 0 | . | . | . | . | 0 | . | . | . | . | 0 | . | . | . | . | 0 | . | . | . | . | 0 | . | . | . | . | 0 | . | . | . | . | 0 | 1.343 | 0.133 | 0.073 | 0 | 1.549 | 150 | 9 | 2 | 0 | 161 | 91.857 | 23.929 | 6.655 | 0 | 122.441
2024 | 5 | KY | 19446 | Duke Energy Kentucky | Preliminary | AC | 5.649 | 0.806 | 0.017 | . | 6.472 | 823 | 18 | 2 | . | 843 | . | . | . | . | 0 | . | . | . | . | 0 | . | . | . | . | 0 | . | . | . | . | 0 | . | . | . | . | 0 | . | . | . | . | 0 | . | . | . | . | 0 | . | . | . | . | 0 | . | . | . | . | 0 | . | . | . | . | 0 | . | . | . | . | 0 | . | . | . | . | 0 | . | . | . | . | 0 | . | . | . | . | 0 | . | . | . | . | 0 | 5.649 | 0.806 | 0.017 | 0 | 6.472 | 823 | 18 | 2 | 0 | 843 | 0 | 0 | 0 | 0 | 0
2024 | 5 | KY | 22053 | Kentucky Power Co | Preliminary | AC | 2.567 | 0.959 | 0.03 | . | 3.556 | 274 | 34 | 1 | . | 309 | . | . | . | . | 0 | . | . | . | . | 0 | 193.487 | 24.77 | . | . | 218.257 | 0.286 | . | 0.01 | . | 0.296 | 53 | . | 1 | . | 54 | 0.755 | . | 0.01 | . | 0.765 | . | . | . | . | 0 | . | . | . | . | 0 | . | . | . | . | 0 | . | . | . | . | 0 | . | . | . | . | 0 | . | . | . | . | 0 | . | . | . | . | 0 | . | . | . | . | 0 | . | . | . | . | 0 | 2.567 | 0.959 | 0.03 | 0 | 3.556 | 274 | 34 | 1 | 0 | 309 | 193.487 | 24.77 | 0 | 0 | 218.257
2024 | 5 | KY | 49998 | City of Berea Municipal Utility | Preliminary | AC | 0.126 | 0.261 | 0 | 0 | 0.387 | 23 | 8 | 0 | 0 | 31 | 0 | 0 | 0 | 0 | 0 | 0 | 0 | 0 | 0 | 0 | 9.599 | 2.314 | 0 | 0 | 11.913 | 0 | 0 | 0 | 0 | 0 | 0 | 0 | 0 | 0 | 0 | 0 | 0 | 0 | 0 | 0 | 0 | 0 | 0 | 0 | 0 | 0 | 0 | 0 | 0 | 0 | 0 | 0 | 0 | 0 | 0 | 0 | 0 | 0 | 0 | 0 | 0 | 0 | 0 | 0 | 0 | 0 | 0 | 0 | 0 | 0 | 0 | 0 | 0 | 0 | 0 | 0 | 0 | 0 | 0 | 0 | 0 | 0 | 0 | 0 | 0 | 0.126 | 0.261 | NM | 0 | 0.387 | 23 | 8 | 0 | 0 | 31 | 9.599 | 2.314 | 0 | 0 | 11.913
2024 | 5 | KY | 99999 | Adjustment 2024 | Preliminary |  | 16.026 | 0.894 | -0.021 | 0 | 16.899 | . | . | . | . | . | . | . | . | . | 0 | . | . | . | . | . | . | . | . | . | . | -0.305 | -0.012 | 0 | 0 | -0.317 | . | . | . | . | . | . | . | . | . | . | . | . | . | . | 0 | . | . | . | . | . | . | . | . | . | . | . | . | . | . | . | . | . | . | . | . | . | . | . | . | . | . | . | . | . | . | . | . | . | . | . | . | . | . | . | . | 16.026 | 0.894 | -0.021 | 0 | 16.899 | . | . | . | . | . | . | . | . | . | .
2024 | 5 | LA | 3265 | Cleco Power LLC | Preliminary | AC | 24.947 | 1.83 | 0 | 0 | 26.777 | 4158 | 139 | 0 | 0 | 4297 | . | . | . | . | 0 | . | . | . | . | 0 | . | . | . | . | 0 | . | . | . | . | 0 | . | . | . | . | 0 | . | . | . | . | 0 | . | . | . | . | 0 | . | . | . | . | 0 | . | . | . | . | 0 | 0.01 | . | . | . | 0.01 | 4 | . | . | . | 4 | . | . | . | . | 0 | . | . | . | . | 0 | . | . | . | . | 0 | . | . | . | . | 0 | 24.957 | 1.83 | NM | 0 | 26.787 | 4162 | 139 | 0 | 0 | 4301 | 0 | 0 | 0 | 0 | 0
2024 | 5 | LA | 11241 | Entergy Louisiana LLC | Preliminary | DC | 91.946 | 7.549 | 0.107 | . | 99.602 | 14017 | 601 | 6 | . | 14624 | . | . | . | . | 0 | . | . | . | . | 0 | . | . | . | . | 0 | . | . | . | . | 0 | . | . | . | . | 0 | . | . | . | . | 0 | . | . | . | . | 0 | . | . | . | . | 0 | . | . | . | . | 0 | 0 | 0 | 0 | . | 0 | 0 | 0 | 0 | . | 0 | . | . | . | . | 0 | 0 | 0 | 0 | . | 0 | 0 | 0 | 0 | . | 0 | . | . | . | . | 0 | 91.946 | 7.549 | 0.107 | 0 | 99.602 | 14017 | 601 | 6 | 0 | 14624 | 0 | 0 | 0 | 0 | 0
2024 | 5 | LA | 13478 | Entergy New Orleans, LLC | Preliminary | DC | 56.362 | 2.207 | 0 | . | 58.569 | 9696 | 85 | 0 | . | 9781 | . | . | . | . | 0 | . | . | . | . | 0 | . | . | . | . | 0 | . | . | . | . | 0 | . | . | . | . | 0 | . | . | . | . | 0 | . | . | . | . | 0 | . | . | . | . | 0 | . | . | . | . | 0 | 0 | 0 | 0 | . | 0 | 0 | 0 | 0 | . | 0 | . | . | . | . | 0 | 0 | 0 | 0 | . | 0 | 0 | 0 | 0 | . | 0 | . | . | . | . | 0 | 56.362 | 2.207 | NM | 0 | 58.569 | 9696 | 85 | 0 | 0 | 9781 | 0 | 0 | 0 | 0 | 0
2024 | 5 | LA | 17698 | Southwestern Electric Power Co | Preliminary | AC | 7.849 | 1.591 | 0.006 | . | 9.446 | 1388 | 103 | 1 | . | 1492 | . | . | . | . | 0 | . | . | . | . | 0 | 235.439 | 6.793 | 0.295 | . | 242.527 | 0.019 | . | . | . | 0.019 | 2 | . | . | . | 2 | 0.158 | . | . | . | 0.158 | . | . | . | . | 0 | . | . | . | . | 0 | . | . | . | . | 0 | . | . | . | . | 0 | . | . | . | . | 0 | . | . | . | . | 0 | . | . | . | . | 0 | . | . | . | . | 0 | . | . | . | . | 0 | 7.849 | 1.591 | 0.006 | 0 | 9.446 | 1388 | 103 | 1 | 0 | 1492 | 235.439 | 6.793 | 0.295 | 0 | 242.527
2024 | 5 | LA | 99999 | Adjustment 2024 | Preliminary |  | 26.174 | NM | NM | . | 27.062 | . | . | . | . | . | . | . | . | . | 0 | . | . | . | . | . | . | . | . | . | . | . | . | . | . | 0 | . | . | . | . | . | . | . | . | . | . | . | . | . | . | 0 | . | . | . | . | . | . | . | . | . | . | . | . | . | . | . | . | . | . | . | . | . | . | . | . | . | . | . | . | . | . | . | . | . | . | . | . | . | . | . | . | 26.174 | NM | NM | . | 27.062 | . | . | . | . | . | . | . | . | . | .
2024 | 5 | MA | 6374 | Fitchburg Gas & Elec Light Co | Preliminary | AC | 21.271 | 2.146 | 0.991 | . | 24.408 | 3207 | 39 | 5 | . | 3251 | 0.429 | 11.055 | . | . | 11.484 | 49 | 33 | . | . | 82 | 765.909 | 50.742 | . | . | 816.651 | 0.136 | . | . | . | 0.136 | 21 | . | . | . | 21 | 0.264 | . | . | . | 0.264 | . | . | . | . | 0 | . | . | . | . | 0 | . | . | . | . | 0 | . | . | . | . | 0 | . | . | . | . | 0 | . | . | . | . | 0 | 0.002 | . | . | . | 0.002 | 2 | . | . | . | 2 | . | . | . | . | 0 | 21.702 | 13.201 | 0.991 | 0 | 35.894 | 3258 | 72 | 5 | 0 | 3335 | 765.909 | 50.742 | 0 | 0 | 816.651
2024 | 5 | MA | 8774 | City of Holyoke - (MA) | Preliminary | DC | 0.088 | 0.021 | . | . | 0.109 | 12 | 3 | . | . | 15 | . | . | . | . | 0 | . | . | . | . | 0 | . | . | . | . | 0 | . | . | . | . | 0 | . | . | . | . | 0 | . | . | . | . | 0 | . | . | . | . | 0 | . | . | . | . | 0 | . | . | . | . | 0 | . | . | . | . | 0 | . | . | . | . | 0 | . | . | . | . | 0 | . | . | . | . | 0 | . | . | . | . | 0 | . | . | . | . | 0 | 0.088 | 0.021 | NM | 0 | 0.109 | 12 | 3 | 0 | 0 | 15 | 0 | 0 | 0 | 0 | 0
2024 | 5 | MA | 11804 | Massachusetts Electric Co | Preliminary | AC | 635.134 | 692.82 | 0.131 | 0 | 1328.085 | 96579 | 2492 | 8 | 0 | 99079 | 0 | . | 0 | 0 | 0 | 0 | . | 0 | 0 | 0 | 0 | 0 | 0 | 0 | 0 | 0.472 | . | . | . | 0.472 | 67 | . | . | . | 67 | . | . | . | . | 0 | . | . | . | . | 0 | . | . | . | . | 0 | . | . | . | . | 0 | 0.194 | 21.187 | . | . | 21.381 | 29 | 23 | . | . | 52 | . | . | . | . | 0 | 0.169 | 4.525 | . | . | 4.694 | 66 | 25 | . | . | 91 | . | . | . | . | 0 | 635.497 | 718.532 | 0.131 | 0 | 1354.16 | 96674 | 2540 | 8 | 0 | 99222 | 0 | 0 | 0 | 0 | 0
2024 | 5 | MA | 13206 | Nantucket Electric Co | Preliminary | AC | 2.959 | 1.175 | . | 0 | 4.134 | 263 | 36 | . | 0 | 299 | 0 | . | 0 | 0 | 0 | 0 | . | 0 | 0 | 0 | 0 | 0 | 0 | 0 | 0 | . | . | . | . | 0 | . | . | . | . | 0 | . | . | . | . | 0 | . | . | . | . | 0 | . | . | . | . | 0 | . | . | . | . | 0 | 0.001 | 0.4 | . | . | 0.401 | 1 | 2 | . | . | 3 | . | . | . | . | 0 | . | . | . | . | 0 | . | . | . | . | 0 | . | . | . | . | 0 | 2.96 | 1.575 | NM | 0 | 4.535 | 264 | 38 | 0 | 0 | 302 | 0 | 0 | 0 | 0 | 0
2024 | 5 | MA | 15748 | Town of Reading - (MA) | Preliminary | AC | 2.261 | 2.529 | 0 | 0 | 4.79 | 287 | 22 | 0 | 0 | 309 | 0 | 0 | 0 | 0 | 0 | 0 | 0 | 0 | 0 | 0 | 169.216 | 88.263 | 0 | 0 | 257.479 | 0.232 | 0 | 0 | 0 | 0.232 | 22 | 0 | 0 | 0 | 22 | 0.464 | 0 | 0 | 0 | 0.464 | 0 | 0 | 0 | 0 | 0 | 0 | 0 | 0 | 0 | 0 | 0 | 0 | 0 | 0 | 0 | 0 | 0 | 0 | 0 | 0 | 0 | 0 | 0 | 0 | 0 | 0 | 0 | 0 | 0 | 0 | 0 | 0 | 0 | 0 | 0 | 0 | 0 | 0 | 0 | 0 | 0 | 0 | 0 | 0 | 0 | 2.261 | 2.529 | NM | 0 | 4.79 | 287 | 22 | 0 | 0 | 309 | 169.216 | 88.263 | 0 | 0 | 257.479
2024 | 5 | MA | 54913 | NSTAR Electric Company | Preliminary | AC | 545.662 | 877.042 | 34.148 | . | 1456.852 | 74956 | 3762 | 96 | . | 78814 | . | . | . | . | 0 | . | . | . | . | 0 | . | . | . | . | 0 | 19.52 | 120.363 | 0.28 | . | 140.163 | 1729 | 91 | 1 | . | 1821 | . | . | . | . | 0 | 1.925 | 5.44 | 0.11 | . | 7.475 | 243 | 11 | 1 | . | 255 | . | . | . | . | 0 | 0.322 | 51.72 | 0.003 | . | 52.045 | 53 | 58 | 1 | . | 112 | . | . | . | . | 0 | . | . | . | . | 0 | . | . | . | . | 0 | . | . | . | . | 0 | 545.984 | 928.762 | 34.151 | 0 | 1508.897 | 75009 | 3820 | 97 | 0 | 78926 | 0 | 0 | 0 | 0 | 0
2024 | 5 | MA | 99999 | Adjustment 2024 | Preliminary |  | 24.64 | 10.793 | 13.204 | . | 48.637 | . | . | . | . | . | . | . | . | . | 0 | . | . | . | . | . | . | . | . | . | . | . | . | . | . | 0 | . | . | . | . | . | . | . | . | . | . | . | . | . | . | 0 | . | . | . | . | . | . | . | . | . | . | . | . | . | . | . | . | . | . | . | . | . | . | . | . | . | . | . | . | . | . | . | . | . | . | . | . | . | . | . | . | 24.64 | 10.793 | 13.204 | . | 48.637 | . | . | . | . | . | . | . | . | . | .
2024 | 5 | MD | 1167 | Baltimore Gas & Electric Co | Preliminary | AC | 354.126 | 82.539 | 0 | 0 | 436.665 | 45645 | 992 | 0 | 0 | 46637 | 0 | 164.529 | 0 | 0 | 164.529 | 0 | 1595 | 0 | 0 | 1595 | . | . | . | . | 0 | . | . | . | . | 0 | . | . | . | . | 0 | . | . | . | . | 0 | . | . | . | . | 0 | . | . | . | . | 0 | . | . | . | . | 0 | 0.079 | 0.022 | 0 | 0 | 0.101 | 22 | 5 | 0 | 0 | 27 | . | . | . | . | 0 | . | . | . | . | 0 | . | . | . | . | 0 | . | . | . | . | 0 | 354.205 | 247.09 | NM | 0 | 601.295 | 45667 | 2592 | 0 | 0 | 48259 | 0 | 0 | 0 | 0 | 0
2024 | 5 | MD | 5027 | Delmarva Power | Preliminary | AC | 59.93 | 24.542 | 1.912 | 0 | 86.384 | 6386 | 199 | 4 | 0 | 6589 | 1.12 | 30.5 | 4.59 | . | 36.21 | 1720 | 475 | 3 | . | 2198 | . | . | . | . | 0 | . | . | . | . | 0 | . | . | . | . | 0 | . | . | . | . | 0 | . | . | . | . | 0 | . | . | . | . | 0 | . | . | . | . | 0 | 0.103 | 0.812 | 0 | 0 | 0.915 | 18 | 4 | 0 | 0 | 22 | . | . | . | . | 0 | . | . | . | . | 0 | . | . | . | . | 0 | . | . | . | . | 0 | 61.153 | 55.854 | 6.502 | 0 | 123.509 | 8124 | 678 | 7 | 0 | 8809 | 0 | 0 | 0 | 0 | 0
2024 | 5 | MD | 15263 | The Potomac Edison Company | Preliminary | AC | 72.243 | 35.375 | 15.311 | 0 | 122.929 | 7813 | 179 | 13 | 0 | 8005 | 0.448 | 3.262 | 0 | 0 | 3.71 | 12 | 16 | 0 | 0 | 28 | 0 | 0 | 0 | 0 | 0 | 4.956 | 0.03 | 0 | 0 | 4.986 | 312 | 2 | 0 | 0 | 314 | 0 | 0 | 0 | 0 | 0 | 0 | 0 | 0 | 0 | 0 | 0 | 0 | 0 | 0 | 0 | 0 | 0 | 0 | 0 | 0 | 0.095 | 0.023 | 0 | 0 | 0.118 | 28 | 6 | 0 | 0 | 34 | 0 | 0 | 0 | 0 | 0 | 0 | 0 | 0 | 0 | 0 | 0 | 0 | 0 | 0 | 0 | 0 | 0 | 0 | 0 | 0 | 72.786 | 38.66 | 15.311 | 0 | 126.757 | 7853 | 201 | 13 | 0 | 8067 | 0 | 0 | 0 | 0 | 0
2024 | 5 | MD | 15270 | Potomac Electric Power Co | Preliminary | AC | 272.659 | 54.14 | . | . | 326.799 | 33464 | 389 | . | . | 33853 | 2.436 | 12.356 | . | . | 14.792 | 5477 | 521 | . | . | 5998 | . | . | . | . | 0 | . | . | . | . | 0 | . | . | . | . | 0 | . | . | . | . | 0 | . | . | . | . | 0 | . | . | . | . | 0 | . | . | . | . | 0 | 0.016 | 0.002 | . | . | 0.018 | 1 | 1 | . | . | 2 | . | . | . | . | 0 | . | . | . | . | 0 | . | . | . | . | 0 | . | . | . | . | 0 | 275.111 | 66.498 | NM | 0 | 341.609 | 38942 | 911 | 0 | 0 | 39853 | 0 | 0 | 0 | 0 | 0
2024 | 5 | MD | 17637 | Southern Maryland Elec Coop Inc | Preliminary | AC | 79.785 | 4.851 | 0 | 0 | 84.636 | 8691 | 66 | 0 | 0 | 8757 | 0 | 0 | 0 | 0 | 0 | 0 | 0 | 0 | 0 | 0 | 5368.885 | 163.285 | 0 | 0 | 5532.17 | 1.172 | 0 | 0 | 0 | 1.172 | 167 | 0 | 0 | 0 | 167 | 2.78 | 0 | 0 | 0 | 2.78 | 0 | 0 | 0 | 0 | 0 | 0 | 0 | 0 | 0 | 0 | 0 | 0 | 0 | 0 | 0 | 0.02 | 0.016 | 0 | 0 | 0.036 | 3 | 3 | 0 | 0 | 6 | 1.567 | 0.24 | 0 | 0 | 1.807 | 0 | 0.32 | 0 | 0 | 0.32 | 0 | 1 | 0 | 0 | 1 | 0 | 0 | 0 | 0 | 0 | 79.805 | 5.187 | NM | 0 | 84.992 | 8694 | 70 | 0 | 0 | 8764 | 5370.452 | 163.525 | 0 | 0 | 5533.977
2024 | 5 | MD | 99999 | Adjustment 2024 | Preliminary |  | 39.022 | 22.884 | 0.748 | . | 62.654 | . | . | . | . | . | . | . | . | . | . | . | . | . | . | . | . | . | . | . | . | . | . | . | . | . | . | . | . | . | . | . | . | . | . | . | . | . | . | . | . | . | . | . | . | . | . | . | . | . | . | . | . | . | . | . | . | . | . | . | . | . | . | . | . | . | . | . | . | . | . | . | . | . | . | . | . | . | . | . | . | 39.022 | 22.884 | 0.748 | . | 62.654 | . | . | . | . | . | . | . | . | . | .
2024 | 5 | ME | 1179 | Versant Power | Preliminary | AC | 11.569 | 27.6 | 0.026 | 0 | 39.195 | 1615 | 218 | 1 | 0 | 1834 | 0.586 | 54.141 | 0 | 0 | 54.727 | 122 | 4717 | 0 | 0 | 4839 | . | . | . | . | 0 | 0.183 | 0 | 0 | 0 | 0.183 | 24 | 0 | 0 | 0 | 24 | 0.443 | 0 | 0 | 0 | 0.443 | 0 | 0 | 0 | 0 | 0 | 0 | 0 | 0 | 0 | 0 | 0 | 0 | 0 | 0 | 0 | 0.336 | 0.182 | 0.6 | 0 | 1.118 | 95 | 17 | 1 | 0 | 113 | . | . | . | . | 0 | 0 | 4.355 | 1.92 | 0 | 6.275 | 0 | 7 | 1 | 0 | 8 | . | . | . | . | 0 | 12.491 | 86.278 | 2.546 | 0 | 101.315 | 1832 | 4959 | 3 | 0 | 6794 | 0 | 0 | 0 | 0 | 0
2024 | 5 | ME | 3266 | Central Maine Power Co | Preliminary | AC | 88.362 | 540.394 | 0 | 0 | 628.756 | 10810 | 960 | 0 | 0 | 11770 | 0 | 471.815 | 0 | 0 | 471.815 | 0 | 43217 | 0 | 0 | 43217 | 8398.367 | 80339.558 | 0 | 0 | 88737.925 | 0 | 0 | 0 | 0 | 0 | 0 | 0 | 0 | 0 | 0 | 0 | 0 | 0 | 0 | 0 | 0 | 0 | 0 | 0 | 0 | 0 | 0 | 0 | 0 | 0 | 0 | 0 | 0 | 0 | 0 | 0.52 | 4.831 | 0 | 0 | 5.351 | 192 | 34 | 0 | 0 | 226 | 9.542 | 918.925 | 0 | 0 | 928.467 | 0.136 | 26.993 | 0 | 0 | 27.129 | 4 | 32 | 0 | 0 | 36 | 0 | 10256.566 | 0 | 0 | 10256.566 | 89.018 | 1044.033 | NM | 0 | 1133.051 | 11006 | 44243 | 0 | 0 | 55249 | 8407.909 | 91515.049 | 0 | 0 | 99922.958
2024 | 5 | ME | 5609 | Eastern Maine Electric Coop | Preliminary | AC | 0.171 | 0.128 | . | . | 0.299 | 24 | 4 | . | . | 28 | . | . | . | . | 0 | . | . | . | . | 0 | . | . | . | . | 0 | . | . | . | . | 0 | . | . | . | . | 0 | . | . | . | . | 0 | . | . | . | . | 0 | . | . | . | . | 0 | . | . | . | . | 0 | 0.048 | . | . | . | 0.048 | 8 | . | . | . | 8 | . | . | . | . | 0 | . | . | . | . | 0 | . | . | . | . | 0 | . | . | . | . | 0 | 0.219 | 0.128 | NM | 0 | 0.347 | 32 | 4 | 0 | 0 | 36 | 0 | 0 | 0 | 0 | 0
2024 | 5 | ME | 99999 | Adjustment 2024 | Preliminary |  | 0.974 | 0.115 | . | . | 1.089 | . | . | . | . | . | . | . | . | . | . | . | . | . | . | . | . | . | . | . | . | . | . | . | . | . | . | . | . | . | . | . | . | . | . | . | . | . | . | . | . | . | . | . | . | . | . | . | . | . | . | . | . | . | . | . | . | . | . | . | . | . | . | . | . | . | . | . | . | . | . | . | . | . | . | . | . | . | . | . | . | 0.974 | 0.115 | . | . | 1.089 | . | . | . | . | . | . | . | . | . | .
2024 | 5 | MI | 392 | Alpena Power Co | Preliminary | AC | 0.095 | 0.017 | . | . | 0.112 | 11 | 2 | . | . | 13 | . | . | . | . | 0 | . | . | . | . | 0 | . | . | . | . | 0 | . | . | . | . | 0 | . | . | . | . | 0 | . | . | . | . | 0 | . | . | . | . | 0 | . | . | . | . | 0 | . | . | . | . | 0 | 0.038 | . | . | . | 0.038 | 15 | . | . | . | 15 | . | . | . | . | 0 | . | . | . | . | 0 | . | . | . | . | 0 | . | . | . | . | 0 | 0.133 | 0.017 | NM | 0 | 0.15 | 26 | 2 | 0 | 0 | 28 | 0 | 0 | 0 | 0 | 0
2024 | 5 | MI | 3828 | Cloverland Electric Co-op | Preliminary | AC | 0.232 | 0.214 | . | . | 0.446 | 35 | 9 | . | . | 44 | . | . | . | . | 0 | . | . | . | . | 0 | 23.255 | 7.963 | . | . | 31.218 | . | . | . | . | 0 | . | . | . | . | 0 | . | . | . | . | 0 | . | . | . | . | 0 | . | . | . | . | 0 | . | . | . | . | 0 | 0.05 | 0.011 | . | . | 0.061 | 15 | 3 | . | . | 18 | 0.484 | 0 | . | . | 0.484 | 0 | 0.208 | . | . | 0.208 | 0 | 1 | . | . | 1 | 0 | 0.027 | . | . | 0.027 | 0.282 | 0.433 | NM | 0 | 0.715 | 50 | 13 | 0 | 0 | 63 | 23.739 | 7.99 | 0 | 0 | 31.729
2024 | 5 | MI | 4254 | Consumers Energy Co - (MI) | Preliminary | DC | 79.688 | 37.403 | 0.371 | . | 117.462 | 10009 | 698 | 8 | . | 10715 | 2.83 | 1.67 | . | . | 4.5 | 2464 | 29 | . | . | 2493 | 4176.002 | . | . | . | 4176.002 | 10.221 | 0.284 | . | . | 10.505 | 1419 | 21 | . | . | 1440 | 16.715 | 0.378 | . | . | 17.093 | . | . | . | . | 0 | . | . | . | . | 0 | . | . | . | . | 0 | 0.365 | 0.177 | . | . | 0.542 | 79 | 17 | . | . | 96 | . | . | . | . | 0 | . | . | 0.19 | . | 0.19 | . | . | 1 | . | 1 | . | . | . | . | 0 | 82.883 | 39.25 | 0.561 | 0 | 122.694 | 12552 | 744 | 9 | 0 | 13305 | 4176.002 | 0 | 0 | 0 | 4176.002
2024 | 5 | MI | 5109 | DTE Electric Company | Preliminary | AC | 45.816 | 15.227 | 0.844 | . | 61.887 | 6893 | 499 | 31 | . | 7423 | . | . | . | . | 0 | . | . | . | . | 0 | . | . | . | . | 0 | 14.737 | 0.125 | 0 | . | 14.862 | 2512 | 9 | 0 | . | 2521 | 27.765 | 0.139 | 0 | . | 27.904 | . | . | . | . | 0 | . | . | . | . | 0 | . | . | . | . | 0 | 0.101 | 0.202 | 0 | . | 0.303 | 32 | 29 | 0 | . | 61 | . | . | . | . | 0 | 0.024 | 0.065 | 0.06 | . | 0.149 | 4 | 3 | 1 | . | 8 | . | . | . | . | 0 | 45.941 | 15.494 | 0.904 | 0 | 62.339 | 6929 | 531 | 32 | 0 | 7492 | 0 | 0 | 0 | 0 | 0
2024 | 5 | MI | 9324 | Indiana Michigan Power Co | Preliminary | AC | 4.4 | 1.193 | 0.158 | . | 5.751 | 560 | 50 | 2 | . | 612 | . | . | . | . | 0 | . | . | . | . | 0 | 423.645 | 135.007 | 0.78 | . | 559.432 | 0.565 | . | . | . | 0.565 | 110 | . | . | . | 110 | 1.469 | . | . | . | 1.469 | . | . | . | . | 0 | . | . | . | . | 0 | . | . | . | . | 0 | 0.022 | 0.006 | 0.005 | . | 0.033 | 6 | 1 | 1 | . | 8 | 0 | 0 | 0 | . | 0 | . | . | . | . | 0 | . | . | . | . | 0 | . | . | . | . | 0 | 4.422 | 1.199 | 0.163 | 0 | 5.784 | 566 | 51 | 3 | 0 | 620 | 423.645 | 135.007 | 0.78 | 0 | 559.432
2024 | 5 | MI | 10704 | City of Lansing - (MI) | Preliminary | AC | 2.132 | 1.25 | . | . | 3.382 | 332 | 28 | . | . | 360 | . | . | . | . | 0 | . | . | . | . | 0 | . | . | . | . | 0 | . | . | . | . | 0 | . | . | . | . | 0 | . | . | . | . | 0 | . | . | . | . | 0 | . | . | . | . | 0 | . | . | . | . | 0 | . | . | . | . | 0 | . | . | . | . | 0 | . | . | . | . | 0 | . | . | . | . | 0 | . | . | . | . | 0 | . | . | . | . | 0 | 2.132 | 1.25 | NM | 0 | 3.382 | 332 | 28 | 0 | 0 | 360 | 0 | 0 | 0 | 0 | 0
2024 | 5 | MI | 19578 | Upper Peninsula Power Company | Preliminary | AC | 2.521 | 0.28 | . | . | 2.801 | 251 | 7 | . | . | 258 | . | . | . | . | 0 | . | . | . | . | 0 | . | . | . | . | 0 | . | . | . | . | 0 | . | . | . | . | 0 | . | . | . | . | 0 | . | . | . | . | 0 | . | . | . | . | 0 | . | . | . | . | 0 | 0.076 | . | . | . | 0.076 | 20 | . | . | . | 20 | . | . | . | . | 0 | . | . | . | . | 0 | . | . | . | . | 0 | . | . | . | . | 0 | 2.597 | 0.28 | NM | 0 | 2.877 | 271 | 7 | 0 | 0 | 278 | 0 | 0 | 0 | 0 | 0
2024 | 5 | MI | 60631 | Upper Michigan Energy Resources Corp. | Preliminary | AC | 0.472 | 0.098 | 0.002 | . | 0.572 | 80 | 3 | 1 | . | 84 | . | . | . | . | 0 | . | . | . | . | 0 | . | . | . | . | 0 | 0.036 | 0.123 | . | . | 0.159 | 5 | 1 | . | . | 6 | . | . | . | . | 0 | . | . | . | . | 0 | . | . | . | . | 0 | . | . | . | . | 0 | 0.023 | 0.002 | . | . | 0.025 | 5 | 1 | . | . | 6 | . | . | . | . | 0 | . | . | . | . | 0 | . | . | . | . | 0 | . | . | . | . | 0 | 0.495 | 0.1 | 0.002 | 0 | 0.597 | 85 | 4 | 1 | 0 | 90 | 0 | 0 | 0 | 0 | 0
2024 | 5 | MI | 99999 | Adjustment 2024 | Preliminary |  | 6.232 | 4.878 | NM | . | 11.477 | . | . | . | . | . | -0.494 | -0.291 | . | . | -0.784 | . | . | . | . | . | . | . | . | . | . | -1.783 | -0.05 | . | . | -1.832 | . | . | . | . | . | . | . | . | . | . | . | . | . | . | 0 | . | . | . | . | . | . | . | . | . | . | . | . | . | . | . | . | . | . | . | . | . | . | . | . | . | . | . | . | . | . | . | . | . | . | . | . | . | . | . | . | 5.739 | 4.587 | NM | . | 10.692 | . | . | . | . | . | . | . | . | . | .
2024 | 5 | MN | 689 | Connexus Energy | Preliminary | AC | 10.387 | 2.246 | . | . | 12.633 | 1171 | 38 | . | . | 1209 | 0.232 | 0.008 | . | . | 0.24 | 125 | 4 | . | . | 129 | . | . | . | . | 0 | . | . | . | . | 0 | . | . | . | . | 0 | . | . | . | . | 0 | . | . | . | . | 0 | . | . | . | . | 0 | . | . | . | . | 0 | 0.059 | 0.01 | . | . | 0.069 | 5 | 1 | . | . | 6 | . | . | . | . | 0 | 0.025 | . | . | . | 0.025 | 5 | . | . | . | 5 | . | . | . | . | 0 | 10.703 | 2.264 | NM | 0 | 12.967 | 1306 | 43 | 0 | 0 | 1349 | 0 | 0 | 0 | 0 | 0
2024 | 5 | MN | 5574 | East Central Energy | Preliminary | AC | 7.132 | 0.826 | 0 | 0 | 7.958 | 566 | 38 | 0 | 0 | 604 | . | . | . | . | 0 | . | . | . | . | 0 | 591.449 | 64.46 | 0 | 0 | 655.909 | . | . | . | . | 0 | . | . | . | . | 0 | . | . | . | . | 0 | . | . | . | . | 0 | . | . | . | . | 0 | . | . | . | . | 0 | 0.042 | 0.042 | 0 | 0 | 0.084 | 3 | 3 | 0 | 0 | 6 | 0 | 0.882 | 0 | 0 | 0.882 | . | . | . | . | 0 | . | . | . | . | 0 | . | . | . | . | 0 | 7.174 | 0.868 | NM | 0 | 8.042 | 569 | 41 | 0 | 0 | 610 | 591.449 | 65.342 | 0 | 0 | 656.791
2024 | 5 | MN | 10596 | City of Lake Crystal - (MN) | Preliminary | AC | 0.053 | 0.04 | . | . | 0.093 | 5 | 1 | . | . | 6 | . | . | . | . | 0 | . | . | . | . | 0 | . | . | . | . | 0 | 0.005 | 0.1 | . | . | 0.105 | 1 | 1 | . | . | 2 | . | . | . | . | 0 | . | . | . | . | 0 | . | . | . | . | 0 | . | . | . | . | 0 | . | . | . | . | 0 | . | . | . | . | 0 | . | . | . | . | 0 | . | . | . | . | 0 | . | . | . | . | 0 | . | . | . | . | 0 | 0.053 | 0.04 | NM | 0 | 0.093 | 5 | 1 | 0 | 0 | 6 | 0 | 0 | 0 | 0 | 0
2024 | 5 | MN | 12647 | ALLETE, Inc. | Preliminary | AC | 7.94 | 7.781 | 0.02 | . | 15.741 | 863 | 169 | 1 | . | 1033 | 0.518 | 0.522 | . | . | 1.04 | 94 | 3 | . | . | 97 | 390.809 | 106.58 | . | . | 497.389 | 0.39 | 0.006 | . | . | 0.396 | 25 | 1 | . | . | 26 | . | . | . | . | 0 | . | . | . | . | 0 | . | . | . | . | 0 | . | . | . | . | 0 | 0.072 | 0.093 | . | . | 0.165 | 7 | 7 | . | . | 14 | . | . | . | . | 0 | . | . | . | . | 0 | . | . | . | . | 0 | . | . | . | . | 0 | 8.53 | 8.396 | 0.02 | 0 | 16.946 | 964 | 179 | 1 | 0 | 1144 | 390.809 | 106.58 | 0 | 0 | 497.389
2024 | 5 | MN | 13781 | Northern States Power Co - Minnesota | Preliminary | DC | 90.465 | 57.724 | 18.264 | . | 166.453 | 12008 | 1269 | 229 | . | 13506 | . | . | . | . | 0 | . | . | . | . | 0 | . | . | . | . | 0 | . | . | . | . | 0 | . | . | . | . | 0 | . | . | . | . | 0 | . | . | . | . | 0 | . | . | . | . | 0 | . | . | . | . | 0 | . | . | . | . | 0 | . | . | . | . | 0 | . | . | . | . | 0 | . | . | . | . | 0 | . | . | . | . | 0 | . | . | . | . | 0 | 90.465 | 57.724 | 18.264 | 0 | 166.453 | 12008 | 1269 | 229 | 0 | 13506 | 0 | 0 | 0 | 0 | 0
2024 | 5 | MN | 14232 | Otter Tail Power Co | Preliminary | AC | 0.736 | 2.03 | 0 | 0 | 2.766 | 62 | 40 | 0 | 0 | 102 | 0 | 0 | 0 | 0 | 0 | 0 | 0 | 0 | 0 | 0 | 80.369 | 44.756 | 0 | 0 | 125.125 | 0 | 0 | 0 | 0 | 0 | 0 | 0 | 0 | 0 | 0 | 0 | 0 | 0 | 0 | 0 | 0 | 0 | 0 | 0 | 0 | 0 | 0 | 0 | 0 | 0 | 0 | 0 | 0 | 0 | 0 | 0.002 | 0.199 | 0 | 0 | 0.201 | 1 | 8 | 0 | 0 | 9 | 0 | 2.1 | 0 | 0 | 2.1 | 0 | 0.035 | 0 | 0 | 0.035 | 0 | 1 | 0 | 0 | 1 | 0 | 0 | 0 | 0 | 0 | 0.738 | 2.264 | NM | 0 | 3.002 | 63 | 49 | 0 | 0 | 112 | 80.369 | 46.856 | 0 | 0 | 127.225
2024 | 5 | MN | 16181 | Rochester Public Utilities | Preliminary | AC | 4.217 | 0.862 | 0 | 0 | 5.079 | 536 | 27 | 0 | 0 | 563 | 0.286 | 0 | 0 | 0 | 0.286 | 208 | 0 | 0 | 0 | 208 | 485.318 | 47.297 | 0 | 0 | 532.615 | 0.037 | 0 | 0 | 0 | 0.037 | 7 | 0 | 0 | 0 | 7 | 0.075 | 0 | 0 | 0 | 0.075 | 0 | 0 | 0 | 0 | 0 | 0 | 0 | 0 | 0 | 0 | 0 | 0 | 0 | 0 | 0 | 0.003 | 0 | 0 | 0 | 0.003 | 1 | 0 | 0 | 0 | 1 | 0 | 0 | 0 | 0 | 0 | 0 | 0 | 0 | 0 | 0 | 0 | 0 | 0 | 0 | 0 | 0 | 0 | 0 | 0 | 0 | 4.506 | 0.862 | NM | 0 | 5.368 | 745 | 27 | 0 | 0 | 772 | 485.318 | 47.297 | 0 | 0 | 532.615
2024 | 5 | MN | 17267 | Sioux Valley SW Elec Coop | Preliminary | DC | 0.53 | 0.068 | . | . | 0.598 | 24 | 3 | . | . | 27 | . | . | . | . | 0 | . | . | . | . | 0 | 65.67 | 7.486 | . | . | 73.156 | . | . | . | . | 0 | . | . | . | . | 0 | . | . | . | . | 0 | . | . | . | . | 0 | . | . | . | . | 0 | . | . | . | . | 0 | 0.025 | . | . | . | 0.025 | 1 | . | . | . | 1 | 1.15 | . | . | . | 1.15 | . | . | . | . | 0 | . | . | . | . | 0 | . | . | . | . | 0 | 0.555 | 0.068 | NM | 0 | 0.623 | 25 | 3 | 0 | 0 | 28 | 66.82 | 7.486 | 0 | 0 | 74.306
2024 | 5 | MN | 20996 | Wright-Hennepin Coop Elec Assn | Preliminary | AC | 4.296 | 0.582 | . | . | 4.878 | 294 | 19 | . | . | 313 | 0.075 | . | . | . | 0.075 | 40 | . | . | . | 40 | 332.631 | 24.243 | . | . | 356.874 | . | . | . | . | 0 | . | . | . | . | 0 | . | . | . | . | 0 | . | . | . | . | 0 | . | . | . | . | 0 | . | . | . | . | 0 | 0.08 | . | . | . | 0.08 | 5 | . | . | . | 5 | 1.762 | . | . | . | 1.762 | . | . | . | . | 0 | . | . | . | . | 0 | . | . | . | . | 0 | 4.451 | 0.582 | NM | 0 | 5.033 | 339 | 19 | 0 | 0 | 358 | 334.393 | 24.243 | 0 | 0 | 358.636
2024 | 5 | MN | 25177 | Dakota Electric Association | Preliminary | AC | 13.982 | 0.773 | 0 | 0 | 14.755 | 1413 | 23 | 0 | 0 | 1436 | . | . | . | . | 0 | . | . | . | . | 0 | . | . | . | . | 0 | . | . | . | . | 0 | . | . | . | . | 0 | . | . | . | . | 0 | . | . | . | . | 0 | . | . | . | . | 0 | . | . | . | . | 0 | 0.11 | 0.095 | 0 | 0 | 0.205 | 6 | 4 | 0 | 0 | 10 | . | . | . | . | 0 | . | . | . | . | 0 | . | . | . | . | 0 | . | . | . | . | 0 | 14.092 | 0.868 | NM | 0 | 14.96 | 1419 | 27 | 0 | 0 | 1446 | 0 | 0 | 0 | 0 | 0
2024 | 5 | MN | 99999 | Adjustment 2024 | Preliminary |  | 42.102 | 3.919 | -2.598 | . | 43.423 | . | . | . | . | . | . | . | . | . | 0 | . | . | . | . | . | . | . | . | . | . | . | . | . | . | 0 | . | . | . | . | . | . | . | . | . | . | . | . | . | . | 0 | . | . | . | . | . | . | . | . | . | . | . | . | . | . | . | . | . | . | . | . | . | . | . | . | . | . | . | . | . | . | . | . | . | . | . | . | . | . | . | . | 42.102 | 3.919 | -2.598 | . | 43.423 | . | . | . | . | . | . | . | . | . | .
2024 | 5 | MO | 4675 | Cuivre River Electric Coop Inc | Preliminary | AC | 2.105 | 0.008 | . | . | 2.113 | 241 | 1 | . | . | 242 | . | . | . | . | 0 | . | . | . | . | 0 | 190.543 | . | . | . | 190.543 | . | . | . | . | 0 | . | . | . | . | 0 | . | . | . | . | 0 | . | . | . | . | 0 | . | . | . | . | 0 | . | . | . | . | 0 | . | . | . | . | 0 | . | . | . | . | 0 | . | . | . | . | 0 | . | . | . | . | 0 | . | . | . | . | 0 | . | . | . | . | 0 | 2.105 | 0.008 | NM | 0 | 2.113 | 241 | 1 | 0 | 0 | 242 | 190.543 | 0 | 0 | 0 | 190.543
2024 | 5 | MO | 5860 | Empire District Electric Co | Preliminary | DC | 62.004 | 45.299 | 0.759 | 0 | 108.062 | 4374 | 467 | 7 | 0 | 4848 | . | . | . | . | 0 | . | . | . | . | 0 | 1289.366 | 444.296 | 0 | 0 | 1733.662 | . | . | . | . | 0 | . | . | . | . | 0 | . | . | . | . | 0 | . | . | . | . | 0 | . | . | . | . | 0 | . | . | . | . | 0 | 0.013 | 0 | 0 | 0 | 0.013 | 2 | 0 | 0 | 0 | 2 | . | . | . | . | 0 | . | . | . | . | 0 | . | . | . | . | 0 | . | . | . | . | 0 | 62.017 | 45.299 | 0.759 | 0 | 108.075 | 4376 | 467 | 7 | 0 | 4850 | 1289.366 | 444.296 | 0 | 0 | 1733.662
2024 | 5 | MO | 9231 | City of Independence - (MO) | Preliminary | AC | 4.98 | 0.241 | 0 | 0 | 5.221 | 661 | 32 | 0 | 0 | 693 | . | . | . | . | 0 | . | . | . | . | 0 | . | . | . | . | 0 | . | . | . | . | 0 | . | . | . | . | 0 | . | . | . | . | 0 | . | . | . | . | 0 | . | . | . | . | 0 | . | . | . | . | 0 | . | 0.002 | . | . | 0.002 | . | 1 | . | . | 1 | . | . | . | . | 0 | . | . | . | . | 0 | . | . | . | . | 0 | . | . | . | . | 0 | 4.98 | 0.243 | NM | 0 | 5.223 | 661 | 33 | 0 | 0 | 694 | 0 | 0 | 0 | 0 | 0
2024 | 5 | MO | 10000 | Evergy Metro | Preliminary | AC | 28.602 | 20.892 | 1.527 | . | 51.021 | 3318 | 833 | 53 | . | 4204 | 1.362 | 0.033 | . | . | 1.395 | 486 | 2 | . | . | 488 | 2141.046 | 722.07 | 64.973 | . | 2928.089 | 0.185 | . | . | . | 0.185 | 19 | . | . | . | 19 | . | . | . | . | 0 | . | . | . | . | 0 | . | . | . | . | 0 | . | . | . | . | 0 | 0.011 | . | 0.05 | . | 0.061 | 4 | . | 1 | . | 5 | 0.02 | . | 0 | . | 0.02 | . | . | . | . | 0 | . | . | . | . | 0 | . | . | . | . | 0 | 29.975 | 20.925 | 1.577 | 0 | 52.477 | 3808 | 835 | 54 | 0 | 4697 | 2141.066 | 722.07 | 64.973 | 0 | 2928.109
2024 | 5 | MO | 12698 | Evergy Missouri West | Preliminary | AC | 51.423 | 24.174 | 0.891 | . | 76.488 | 4708 | 864 | 21 | . | 5593 | 0.843 | 0.046 | . | . | 0.889 | 254 | 5 | . | . | 259 | 4099.112 | 1061.03 | 27.918 | . | 5188.06 | 0.085 | . | . | . | 0.085 | 10 | . | . | . | 10 | . | . | . | . | 0 | . | . | . | . | 0 | . | . | . | . | 0 | . | . | . | . | 0 | 0.023 | 0.006 | . | . | 0.029 | 10 | 2 | . | . | 12 | 2.579 | 0 | . | . | 2.579 | . | . | . | . | 0 | . | . | . | . | 0 | . | . | . | . | 0 | 52.289 | 24.226 | 0.891 | 0 | 77.406 | 4972 | 871 | 21 | 0 | 5864 | 4101.691 | 1061.03 | 27.918 | 0 | 5190.639
2024 | 5 | MO | 17833 | City Utilities of Springfield - (MO) | Preliminary | AC | 4.998 | 2.938 | 0 | 0 | 7.936 | 659 | 65 | 0 | 0 | 724 | . | . | . | . | 0 | . | . | . | . | 0 | 110.967 | 72.874 | . | . | 183.841 | . | . | . | . | 0 | . | . | . | . | 0 | . | . | . | . | 0 | . | . | . | . | 0 | . | . | . | . | 0 | . | . | . | . | 0 | . | . | . | . | 0 | . | . | . | . | 0 | . | . | . | . | 0 | . | . | . | . | 0 | . | . | . | . | 0 | . | . | . | . | 0 | 4.998 | 2.938 | NM | 0 | 7.936 | 659 | 65 | 0 | 0 | 724 | 110.967 | 72.874 | 0 | 0 | 183.841
2024 | 5 | MO | 19436 | Union Electric Co - (MO) | Preliminary | AC | 70.14 | 50.958 | 3.339 | . | 124.437 | 7459 | 1843 | 112 | . | 9414 | . | . | . | . | 0 | . | . | . | . | 0 | . | . | . | . | 0 | . | . | . | . | 0 | . | . | . | . | 0 | . | . | . | . | 0 | . | . | . | . | 0 | . | . | . | . | 0 | . | . | . | . | 0 | 0.048 | 0.018 | . | . | 0.066 | 18 | 7 | . | . | 25 | . | . | . | . | 0 | . | . | . | . | 0 | . | . | . | . | 0 | . | . | . | . | 0 | 70.188 | 50.976 | 3.339 | 0 | 124.503 | 7477 | 1850 | 112 | 0 | 9439 | 0 | 0 | 0 | 0 | 0
2024 | 5 | MO | 99999 | Adjustment 2024 | Preliminary |  | 70.49 | -1.809 | 0.048 | 0 | 68.728 | . | . | . | . | . | . | . | . | . | 0 | . | . | . | . | . | . | . | . | . | . | . | . | . | . | 0 | . | . | . | . | . | . | . | . | . | . | . | . | . | . | 0 | . | . | . | . | . | . | . | . | . | . | . | . | . | . | . | . | . | . | . | . | . | . | . | . | . | . | . | . | . | . | . | . | . | . | . | . | . | . | . | . | 70.49 | -1.809 | 0.048 | 0 | 68.728 | . | . | . | . | . | . | . | . | . | .
2024 | 5 | MS | 3841 | Coast Electric Power Assn - (MS) | Preliminary | AC | 2.651 | 0.092 | . | . | 2.743 | 380 | 1 | . | . | 381 | . | . | . | . | 0 | . | . | . | . | 0 | 21.497 | 0 | . | . | 21.497 | . | . | . | . | 0 | . | . | . | . | 0 | . | . | . | . | 0 | . | . | . | . | 0 | . | . | . | . | 0 | . | . | . | . | 0 | . | . | . | . | 0 | . | . | . | . | 0 | . | . | . | . | 0 | . | . | . | . | 0 | . | . | . | . | 0 | . | . | . | . | 0 | 2.651 | 0.092 | NM | 0 | 2.743 | 380 | 1 | 0 | 0 | 381 | 21.497 | 0 | 0 | 0 | 21.497
2024 | 5 | MS | 12685 | Entergy Mississippi LLC | Preliminary | DC | 1.137 | 0.421 | 0.02 | . | 1.578 | 357 | 26 | 2 | . | 385 | . | . | . | . | 0 | . | . | . | . | 0 | . | . | . | . | 0 | . | . | . | . | 0 | . | . | . | . | 0 | . | . | . | . | 0 | . | . | . | . | 0 | . | . | . | . | 0 | . | . | . | . | 0 | 0.011 | 0 | 0 | . | 0.011 | 1 | 0 | 0 | . | 1 | . | . | . | . | 0 | 0 | 0 | 0 | . | 0 | 0 | 0 | 0 | . | 0 | . | . | . | . | 0 | 1.148 | 0.421 | 0.02 | 0 | 1.589 | 358 | 26 | 2 | 0 | 386 | 0 | 0 | 0 | 0 | 0
2024 | 5 | MS | 12686 | Mississippi Power Co | Preliminary | DC | 4.624 | 2.135 | . | . | 6.759 | 469 | 39 | . | . | 508 | . | . | . | . | 0 | . | . | . | . | 0 | . | . | . | . | 0 | . | . | . | . | 0 | . | . | . | . | 0 | . | . | . | . | 0 | . | . | . | . | 0 | . | . | . | . | 0 | . | . | . | . | 0 | . | . | . | . | 0 | . | . | . | . | 0 | . | . | . | . | 0 | . | . | . | . | 0 | . | . | . | . | 0 | . | . | . | . | 0 | 4.624 | 2.135 | NM | 0 | 6.759 | 469 | 39 | 0 | 0 | 508 | 0 | 0 | 0 | 0 | 0
2024 | 5 | MS | 17647 | Southern Pine Electric Cooperative | Preliminary | AC | 0.474 | 0.775 | . | . | 1.249 | 50 | 11 | . | . | 61 | . | . | . | . | 0 | . | . | . | . | 0 | 19.885 | 28.712 | . | . | 48.597 | 0.086 | . | . | . | 0.086 | 10 | . | . | . | 10 | . | . | . | . | 0 | . | . | . | . | 0 | . | . | . | . | 0 | . | . | . | . | 0 | . | . | . | . | 0 | . | . | . | . | 0 | . | . | . | . | 0 | . | 0.065 | . | . | 0.065 | . | 1 | . | . | 1 | . | . | . | . | 0 | 0.474 | 0.84 | NM | 0 | 1.314 | 50 | 12 | 0 | 0 | 62 | 19.885 | 28.712 | 0 | 0 | 48.597
2024 | 5 | MS | 99999 | Adjustment 2024 | Preliminary |  | 4.589 | 1.616 | 0.338 | . | 6.543 | . | . | . | . | . | . | . | . | . | 0 | . | . | . | . | . | . | . | . | . | . | . | . | . | . | 0 | . | . | . | . | . | . | . | . | . | . | . | . | . | . | 0 | . | . | . | . | . | . | . | . | . | . | . | . | . | . | . | . | . | . | . | . | . | . | . | . | . | . | . | . | . | . | . | . | . | . | . | . | . | . | . | . | 4.589 | 1.616 | 0.338 | . | 6.543 | . | . | . | . | . | . | . | . | . | .
2024 | 5 | MT | 6395 | Flathead Electric Coop Inc | Preliminary | DC | 2.173 | 0.518 | . | . | 2.691 | 187 | 31 | . | . | 218 | 0.143 | . | . | . | 0.143 | 350 | . | . | . | 350 | . | . | . | . | 0 | 0.557 | 0.027 | . | . | 0.584 | 18 | 2 | . | . | 20 | 0.749 | 0.027 | . | . | 0.776 | . | . | . | . | 0 | . | . | . | . | 0 | . | . | . | . | 0 | 0.005 | . | . | . | 0.005 | 4 | . | . | . | 4 | . | . | . | . | 0 | . | . | . | . | 0 | . | . | . | . | 0 | . | . | . | . | 0 | 2.321 | 0.518 | NM | 0 | 2.839 | 541 | 31 | 0 | 0 | 572 | 0 | 0 | 0 | 0 | 0
2024 | 5 | MT | 12199 | Montana-Dakota Utilities Co | Preliminary | AC | 0.122 | 0.074 | . | . | 0.196 | 15 | 4 | . | . | 19 | . | . | . | . | 0 | . | . | . | . | 0 | . | . | . | . | 0 | . | . | . | . | 0 | . | . | . | . | 0 | . | . | . | . | 0 | . | . | . | . | 0 | . | . | . | . | 0 | . | . | . | . | 0 | 0.002 | 0.005 | . | . | 0.007 | 3 | 2 | . | . | 5 | . | . | . | . | 0 | . | . | . | . | 0 | . | . | . | . | 0 | . | . | . | . | 0 | 0.124 | 0.079 | NM | 0 | 0.203 | 18 | 6 | 0 | 0 | 24 | 0 | 0 | 0 | 0 | 0
2024 | 5 | MT | 12692 | Missoula Electric Coop, Inc | Preliminary | AC | 1.009 | 0.127 | . | . | 1.136 | 133 | 7 | . | . | 140 | 0.109 | 0.046 | . | . | 0.155 | 142 | 10 | . | . | 152 | . | . | . | . | 0 | . | . | . | . | 0 | . | . | . | . | 0 | . | . | . | . | 0 | . | . | . | . | 0 | . | . | . | . | 0 | . | . | . | . | 0 | 0.002 | . | . | . | 0.002 | 1 | . | . | . | 1 | . | . | . | . | 0 | 0.001 | . | . | . | 0.001 | 1 | . | . | . | 1 | . | . | . | . | 0 | 1.121 | 0.173 | NM | 0 | 1.294 | 277 | 17 | 0 | 0 | 294 | 0 | 0 | 0 | 0 | 0
2024 | 5 | MT | 12825 | NorthWestern Energy LLC - (MT) | Preliminary | AC | 44.903 | 10.77 | 0 | 0 | 55.673 | 6319 | 683 | 0 | 0 | 7002 | 0 | 0 | 0 | 0 | 0 | 0 | 0 | 0 | 0 | 0 | 0 | 0 | 0 | 0 | 0 | 0 | 0 | 0 | 0 | 0 | 0 | 0 | 0 | 0 | 0 | 0 | 0 | 0 | 0 | 0 | 0 | 0 | 0 | 0 | 0 | 0 | 0 | 0 | 0 | 0 | 0 | 0 | 0 | 0 | 0 | 0.411 | 0.513 | 0 | 0 | 0.924 | 76 | 35 | 0 | 0 | 111 | 0 | 0 | 0 | 0 | 0 | 0.018 | 0.07 | 0 | 0 | 0.088 | 3 | 2 | 0 | 0 | 5 | 0 | 0 | 0 | 0 | 0 | 45.332 | 11.353 | NM | 0 | 56.685 | 6398 | 720 | 0 | 0 | 7118 | 0 | 0 | 0 | 0 | 0
2024 | 5 | MT | 19603 | USBIA-Mission Valley Power | Preliminary | AC | 0.56 | . | . | . | 0.56 | 78 | . | . | . | 78 | . | . | . | . | 0 | . | . | . | . | 0 | . | . | . | . | 0 | . | . | . | . | 0 | . | . | . | . | 0 | . | . | . | . | 0 | . | . | . | . | 0 | . | . | . | . | 0 | . | . | . | . | 0 | . | . | . | . | 0 | . | . | . | . | 0 | . | . | . | . | 0 | . | . | . | . | 0 | . | . | . | . | 0 | . | . | . | . | 0 | 0.56 | NM | NM | 0 | 0.56 | 78 | 0 | 0 | 0 | 78 | 0 | 0 | 0 | 0 | 0
2024 | 5 | MT | 20997 | Yellowstone Valley Elec Co-op | Preliminary | AC | 2.88 | . | . | . | 2.88 | 333 | . | . | . | 333 | . | . | . | . | 0 | . | . | . | . | 0 | . | . | . | . | 0 | . | . | . | . | 0 | . | . | . | . | 0 | . | . | . | . | 0 | . | . | . | . | 0 | . | . | . | . | 0 | . | . | . | . | 0 | 0.019 | . | . | . | 0.019 | 3 | . | . | . | 3 | . | . | . | . | 0 | . | . | . | . | 0 | . | . | . | . | 0 | . | . | . | . | 0 | 2.899 | NM | NM | 0 | 2.899 | 336 | 0 | 0 | 0 | 336 | 0 | 0 | 0 | 0 | 0
2024 | 5 | MT | 99999 | Adjustment 2024 | Preliminary |  | 4.026 | 0.101 | . | . | 4.127 | . | . | . | . | . | -0.025 | . | . | . | -0.025 | . | . | . | . | . | . | . | . | . | . | -0.097 | -0.005 | . | . | -0.102 | . | . | . | . | . | . | . | . | . | . | . | . | . | . | 0 | . | . | . | . | . | . | . | . | . | . | . | . | . | . | . | . | . | . | . | . | . | . | . | . | . | . | . | . | . | . | . | . | . | . | . | . | . | . | . | . | 4.001 | 0.101 | . | . | 4.102 | . | . | . | . | . | . | . | . | . | .
2024 | 5 | NC | 3046 | Duke Energy Progress - (NC) | Preliminary | AC | 164.556 | 28.988 | 4.868 | 0 | 198.412 | 22459 | 702 | 16 | 0 | 23177 | . | . | . | . | 0 | . | . | . | . | 0 | . | . | . | . | 0 | . | . | . | . | 0 | . | . | . | . | 0 | . | . | . | . | 0 | . | . | . | . | 0 | . | . | . | . | 0 | . | . | . | . | 0 | 0.002 | 0.01 | 0 | . | 0.012 | 1 | 1 | 0 | . | 2 | . | . | . | . | 0 | . | . | . | . | 0 | . | . | . | . | 0 | . | . | . | . | 0 | 164.558 | 28.998 | 4.868 | 0 | 198.424 | 22460 | 703 | 16 | 0 | 23179 | 0 | 0 | 0 | 0 | 0
2024 | 5 | NC | 5416 | Duke Energy Carolinas, LLC | Preliminary | AC | 166.286 | 42.237 | 6.857 | . | 215.38 | 23162 | 905 | 38 | . | 24105 | . | . | . | . | 0 | . | . | . | . | 0 | . | . | . | . | 0 | . | . | . | . | 0 | . | . | . | . | 0 | . | . | . | . | 0 | . | . | . | . | 0 | . | . | . | . | 0 | . | . | . | . | 0 | 0.007 | 0.002 | 0 | . | 0.009 | 5 | 1 | 0 | . | 6 | . | . | . | . | 0 | 0.006 | 0.4 | . | . | 0.406 | 1 | 1 | . | . | 2 | . | . | . | . | 0 | 166.299 | 42.639 | 6.857 | 0 | 215.795 | 23168 | 907 | 38 | 0 | 24113 | 0 | 0 | 0 | 0 | 0
2024 | 5 | NC | 6235 | Fayetteville Public Works Commission | Preliminary | AC | 1.733 | . | . | . | 1.733 | 284 | . | . | . | 284 | . | . | . | . | 0 | . | . | . | . | 0 | . | . | . | . | 0 | . | . | . | . | 0 | . | . | . | . | 0 | . | . | . | . | 0 | . | . | . | . | 0 | . | . | . | . | 0 | . | . | . | . | 0 | . | . | . | . | 0 | . | . | . | . | 0 | . | . | . | . | 0 | . | . | . | . | 0 | . | . | . | . | 0 | . | . | . | . | 0 | 1.733 | NM | NM | 0 | 1.733 | 284 | 0 | 0 | 0 | 284 | 0 | 0 | 0 | 0 | 0
2024 | 5 | NC | 9837 | Jones-Onslow Elec Member Corp | Preliminary | AC | 3.913 | . | . | . | 3.913 | 523 | . | . | . | 523 | . | . | . | . | 0 | . | . | . | . | 0 | 247.964 | . | . | . | 247.964 | . | . | . | . | 0 | . | . | . | . | 0 | . | . | . | . | 0 | . | . | . | . | 0 | . | . | . | . | 0 | . | . | . | . | 0 | . | . | . | . | 0 | . | . | . | . | 0 | . | . | . | . | 0 | . | . | . | . | 0 | . | . | . | . | 0 | . | . | . | . | 0 | 3.913 | NM | NM | 0 | 3.913 | 523 | 0 | 0 | 0 | 523 | 247.964 | 0 | 0 | 0 | 247.964
2024 | 5 | NC | 16496 | Rutherford Elec Member Corp | Preliminary | AC | 2.61 | 0.055 | 0.2 | 0 | 2.865 | 363 | 2 | 1 | 0 | 366 | . | . | . | . | 0 | . | . | . | . | 0 | 164.365 | 2.262 | 0 | 0 | 166.627 | . | . | . | . | 0 | . | . | . | . | 0 | . | . | . | . | 0 | . | . | . | . | 0 | . | . | . | . | 0 | . | . | . | . | 0 | . | . | . | . | 0 | . | . | . | . | 0 | . | . | . | . | 0 | . | . | . | . | 0 | . | . | . | . | 0 | . | . | . | . | 0 | 2.61 | 0.055 | 0.2 | 0 | 2.865 | 363 | 2 | 1 | 0 | 366 | 164.365 | 2.262 | 0 | 0 | 166.627
2024 | 5 | NC | 19876 | Virginia Electric & Power Co | Preliminary | AC | 4.891 | 0.981 | . | . | 5.872 | 666 | 27 | . | . | 693 | . | . | . | . | 0 | . | . | . | . | 0 | . | . | . | . | 0 | . | . | . | . | 0 | . | . | . | . | 0 | . | . | . | . | 0 | . | . | . | . | 0 | . | . | . | . | 0 | . | . | . | . | 0 | 0.046 | 0.046 | . | . | 0.092 | 112 | 15 | . | . | 127 | . | . | . | . | 0 | . | . | . | . | 0 | . | . | . | . | 0 | . | . | . | . | 0 | 4.937 | 1.027 | NM | 0 | 5.964 | 778 | 42 | 0 | 0 | 820 | 0 | 0 | 0 | 0 | 0
2024 | 5 | NC | 24889 | Brunswick Electric Member Corp | Preliminary | AC | 6.536 | . | . | . | 6.536 | 817 | . | . | . | 817 | 0.23 | . | . | . | 0.23 | 146 | . | . | . | 146 | . | . | . | . | 0 | . | . | . | . | 0 | . | . | . | . | 0 | . | . | . | . | 0 | . | . | . | . | 0 | . | . | . | . | 0 | . | . | . | . | 0 | . | . | . | . | 0 | . | . | . | . | 0 | . | . | . | . | 0 | . | . | . | . | 0 | . | . | . | . | 0 | . | . | . | . | 0 | 6.766 | NM | NM | 0 | 6.766 | 963 | 0 | 0 | 0 | 963 | 0 | 0 | 0 | 0 | 0
2024 | 5 | NC | 99999 | Adjustment 2024 | Preliminary |  | 29.67 | 2.367 | . | . | 32.037 | . | . | . | . | . | . | . | . | . | . | . | . | . | . | . | . | . | . | . | . | . | . | . | . | . | . | . | . | . | . | . | . | . | . | . | . | . | . | . | . | . | . | . | . | . | . | . | . | . | . | . | . | . | . | . | . | . | . | . | . | . | . | . | . | . | . | . | . | . | . | . | . | . | . | . | . | . | . | . | . | 29.67 | 2.367 | . | . | 32.037 | . | . | . | . | . | . | . | . | . | .
2024 | 5 | ND | 12090 | McLean Electric Coop, Inc | Preliminary | AC | 0.08 | . | . | . | 0.08 | 7 | . | . | . | 7 | . | . | . | . | 0 | . | . | . | . | 0 | 4.31 | . | . | . | 4.31 | . | . | . | . | 0 | . | . | . | . | 0 | . | . | . | . | 0 | . | . | . | . | 0 | . | . | . | . | 0 | . | . | . | . | 0 | . | . | . | . | 0 | . | . | . | . | 0 | . | . | . | . | 0 | . | . | . | . | 0 | . | . | . | . | 0 | . | . | . | . | 0 | 0.08 | NM | NM | 0 | 0.08 | 7 | 0 | 0 | 0 | 7 | 4.31 | 0 | 0 | 0 | 4.31
2024 | 5 | ND | 12301 | Nodak Electric Coop Inc | Preliminary | AC | 0.092 | . | . | . | 0.092 | 12 | . | . | . | 12 | . | . | . | . | 0 | . | . | . | . | 0 | 3.061 | . | . | . | 3.061 | . | . | . | . | 0 | . | . | . | . | 0 | . | . | . | . | 0 | . | . | . | . | 0 | . | . | . | . | 0 | . | . | . | . | 0 | 0.086 | . | 0.06 | . | 0.146 | 5 | . | 2 | . | 7 | 0.15 | . | 0 | . | 0.15 | . | . | . | . | 0 | . | . | . | . | 0 | . | . | . | . | 0 | 0.178 | NM | 0.06 | 0 | 0.238 | 17 | 0 | 2 | 0 | 19 | 3.211 | 0 | 0 | 0 | 3.211
2024 | 5 | ND | 14232 | Otter Tail Power Co | Preliminary | AC | 0.052 | 0.156 | 0 | 0 | 0.208 | 3 | 5 | 0 | 0 | 8 | 0 | 0 | 0 | 0 | 0 | 0 | 0 | 0 | 0 | 0 | 5.359 | 10.207 | 0 | 0 | 15.916 | 0 | 0 | 0 | 0 | 0 | 0 | 0 | 0 | 0 | 0 | 0 | 0 | 0 | 0 | 0 | 0 | 0 | 0 | 0 | 0 | 0 | 0 | 0 | 0 | 0 | 0 | 0 | 0 | 0 | 0 | 0.012 | 0.03 | 0 | 0 | 0.042 | 1 | 1 | 0 | 0 | 2 | 0 | 0 | 0 | 0 | 0 | 0 | 0 | 0 | 0 | 0 | 0 | 0 | 0 | 0 | 0 | 0 | 0 | 0 | 0 | 0 | 0.064 | 0.186 | NM | 0 | 0.25 | 4 | 6 | 0 | 0 | 10 | 5.359 | 10.207 | 0 | 0 | 15.566
2024 | 5 | ND | 19790 | Verendrye Electric Coop Inc | Preliminary | AC | 0.064 | . | . | . | 0.064 | 7 | . | . | . | 7 | . | . | . | . | 0 | . | . | . | . | 0 | 6.797 | . | . | . | 6.797 | . | . | . | . | 0 | . | . | . | . | 0 | . | . | . | . | 0 | . | . | . | . | 0 | . | . | . | . | 0 | . | . | . | . | 0 | 0.004 | . | . | . | 0.004 | 1 | . | . | . | 1 | 0.127 | . | . | . | 0.127 | . | . | . | . | 0 | . | . | . | . | 0 | . | . | . | . | 0 | 0.068 | NM | NM | 0 | 0.068 | 8 | 0 | 0 | 0 | 8 | 6.924 | 0 | 0 | 0 | 6.924
2024 | 5 | ND | 20413 | Mountrail-Williams Elec Coop | Preliminary | AC | 0.152 | 0.09 | . | . | 0.242 | 6 | 2 | . | . | 8 | . | . | . | . | 0 | . | . | . | . | 0 | 13.176 | 12.254 | . | . | 25.43 | . | . | . | . | 0 | . | . | . | . | 0 | . | . | . | . | 0 | . | . | . | . | 0 | . | . | . | . | 0 | . | . | . | . | 0 | 0 | 0.002 | . | . | 0.002 | 0 | 1 | . | . | 1 | . | . | . | . | 0 | . | . | . | . | 0 | . | . | . | . | 0 | 0 | 0 | . | . | 0 | 0.152 | 0.092 | NM | 0 | 0.244 | 6 | 3 | 0 | 0 | 9 | 13.176 | 12.254 | 0 | 0 | 25.43
2024 | 5 | ND | 24949 | Cass County Elec Coop Inc | Preliminary | DC | 0.45 | . | . | . | 0.45 | 36 | . | . | . | 36 | 0.101 | . | . | . | 0.101 | 151 | . | . | . | 151 | 13.744 | . | . | . | 13.744 | . | . | . | . | 0 | . | . | . | . | 0 | . | . | . | . | 0 | . | . | . | . | 0 | . | . | . | . | 0 | . | . | . | . | 0 | 0.157 | . | . | . | 0.157 | 14 | . | . | . | 14 | 6.127 | . | . | . | 6.127 | . | . | . | . | 0 | . | . | . | . | 0 | . | . | . | . | 0 | 0.708 | NM | NM | 0 | 0.708 | 201 | 0 | 0 | 0 | 201 | 19.871 | 0 | 0 | 0 | 19.871
2024 | 5 | ND | 99999 | Adjustment 2024 | Preliminary |  | -0.078 | . | . | . | -0.078 | . | . | . | . | . | -0.018 | . | . | . | -0.018 | . | . | . | . | . | . | . | . | . | . | . | . | . | . | 0 | . | . | . | . | . | . | . | . | . | . | . | . | . | . | 0 | . | . | . | . | . | . | . | . | . | . | . | . | . | . | . | . | . | . | . | . | . | . | . | . | . | . | . | . | . | . | . | . | . | . | . | . | . | . | . | . | -0.096 | . | . | . | -0.096 | . | . | . | . | . | . | . | . | . | .
2024 | 5 | NE | 4373 | Cornhusker Public Power Dist | Preliminary | AC | 0.849 | . | . | . | 0.849 | 38 | . | . | . | 38 | . | . | . | . | 0 | . | . | . | . | 0 | . | . | . | . | 0 | . | . | . | . | 0 | . | . | . | . | 0 | . | . | . | . | 0 | . | . | . | . | 0 | . | . | . | . | 0 | . | . | . | . | 0 | . | . | . | . | 0 | . | . | . | . | 0 | . | . | . | . | 0 | . | . | . | . | 0 | . | . | . | . | 0 | . | . | . | . | 0 | 0.849 | NM | NM | 0 | 0.849 | 38 | 0 | 0 | 0 | 38 | 0 | 0 | 0 | 0 | 0
2024 | 5 | NE | 4911 | Dawson Power District | Preliminary | AC | 0.632 | 0.287 | . | . | 0.919 | 54 | 7 | . | . | 61 | . | . | . | . | 0 | . | . | . | . | 0 | . | . | . | . | 0 | 0.117 | . | . | . | 0.117 | 7 | . | . | . | 7 | 0.212 | . | . | . | 0.212 | . | . | . | . | 0 | . | . | . | . | 0 | . | . | . | . | 0 | . | 0.002 | . | . | 0.002 | . | 1 | . | . | 1 | . | . | . | . | 0 | . | . | . | . | 0 | . | . | . | . | 0 | . | . | . | . | 0 | 0.632 | 0.289 | NM | 0 | 0.921 | 54 | 8 | 0 | 0 | 62 | 0 | 0 | 0 | 0 | 0
2024 | 5 | NE | 6779 | City of Fremont - (NE) | Preliminary | AC | 0.054 | 0.075 | . | . | 0.129 | 9 | 2 | . | . | 11 | 1.162 | 0.286 | . | . | 1.448 | 267 | 12 | . | . | 279 | . | . | . | . | 0 | . | . | . | . | 0 | . | . | . | . | 0 | . | . | . | . | 0 | . | . | . | . | 0 | . | . | . | . | 0 | . | . | . | . | 0 | . | . | . | . | 0 | . | . | . | . | 0 | . | . | . | . | 0 | . | . | . | . | 0 | . | . | . | . | 0 | . | . | . | . | 0 | 1.216 | 0.361 | NM | 0 | 1.577 | 276 | 14 | 0 | 0 | 290 | 0 | 0 | 0 | 0 | 0
2024 | 5 | NE | 11018 | Lincoln Electric System | Preliminary | AC | 2.894 | 0.663 | 0.005 | 0 | 3.562 | 400 | 37 | 1 | 0 | 438 | 3.364 | 0.236 | 0 | 0 | 3.6 | 600 | 42 | 0 | 0 | 642 | . | . | . | . | 0 | . | . | . | . | 0 | . | . | . | . | 0 | . | . | . | . | 0 | . | . | . | . | 0 | . | . | . | . | 0 | . | . | . | . | 0 | . | 0.002 | . | . | 0.002 | . | 1 | . | . | 1 | . | . | . | . | 0 | . | . | . | . | 0 | . | . | . | . | 0 | . | . | . | . | 0 | 6.258 | 0.901 | 0.005 | 0 | 7.164 | 1000 | 80 | 1 | 0 | 1081 | 0 | 0 | 0 | 0 | 0
2024 | 5 | NE | 11251 | Loup River Public Power Dist | Preliminary | AC | . | . | 0.792 | . | 0.792 | . | . | 45 | . | 45 | . | . | . | . | 0 | . | . | . | . | 0 | . | . | 69.634 | . | 69.634 | . | . | . | . | 0 | . | . | . | . | 0 | . | . | . | . | 0 | . | . | . | . | 0 | . | . | . | . | 0 | . | . | . | . | 0 | . | . | . | . | 0 | . | . | . | . | 0 | . | . | . | . | 0 | . | . | . | . | 0 | . | . | . | . | 0 | . | . | . | . | 0 | NM | NM | 0.792 | 0 | 0.792 | 0 | 0 | 45 | 0 | 45 | 0 | 0 | 69.634 | 0 | 69.634
2024 | 5 | NE | 12539 | Midwest Electric Member Corp - (NE) | Preliminary | AC | 0.291 | 0.058 | 0 | 0 | 0.349 | 26 | 4 | 0 | 0 | 30 | 0 | 0 | 0 | 0 | 0 | 0 | 0 | 0 | 0 | 0 | 33.36 | 5.073 | 0 | 0 | 38.433 | 0 | 0 | 0 | 0 | 0 | 0 | 0 | 0 | 0 | 0 | 0 | 0 | 0 | 0 | 0 | 0 | 0 | 0 | 0 | 0 | 0 | 0 | 0 | 0 | 0 | 0 | 0 | 0 | 0 | 0 | 0.036 | 0 | 0 | 0 | 0.036 | 2 | 0 | 0 | 0 | 2 | 0 | 0 | 0 | 0 | 0 | 0 | 0 | 0 | 0 | 0 | 0 | 0 | 0 | 0 | 0 | 0 | 0 | 0 | 0 | 0 | 0.327 | 0.058 | NM | 0 | 0.385 | 28 | 4 | 0 | 0 | 32 | 33.36 | 5.073 | 0 | 0 | 38.433
2024 | 5 | NE | 13337 | Nebraska Public Power District | Preliminary | AC | 1.461 | 0.977 | . | . | 2.438 | 190 | 60 | . | . | 250 | . | . | . | . | 0 | . | . | . | . | 0 | 70.813 | 36.816 | . | . | 107.629 | . | . | . | . | 0 | . | . | . | . | 0 | . | . | . | . | 0 | . | . | . | . | 0 | . | . | . | . | 0 | . | . | . | . | 0 | 0.025 | 0.046 | . | . | 0.071 | 4 | 14 | . | . | 18 | . | . | . | . | 0 | . | . | . | . | 0 | . | . | . | . | 0 | . | . | . | . | 0 | 1.486 | 1.023 | NM | 0 | 2.509 | 194 | 74 | 0 | 0 | 268 | 70.813 | 36.816 | 0 | 0 | 107.629
2024 | 5 | NE | 13664 | Norris Public Power District | Preliminary | DC | 1.81 | 0.317 | . | . | 2.127 | 155 | 8 | . | . | 163 | . | . | . | . | 0 | . | . | . | . | 0 | 183.22 | 31.244 | . | . | 214.464 | . | . | . | . | 0 | . | . | . | . | 0 | . | . | . | . | 0 | . | . | . | . | 0 | . | . | . | . | 0 | . | . | . | . | 0 | 0.136 | 0.056 | . | . | 0.192 | 17 | 5 | . | . | 22 | 6.847 | 0.001 | . | . | 6.848 | . | . | . | . | 0 | . | . | . | . | 0 | . | . | . | . | 0 | 1.946 | 0.373 | NM | 0 | 2.319 | 172 | 13 | 0 | 0 | 185 | 190.067 | 31.245 | 0 | 0 | 221.312
2024 | 5 | NE | 14127 | Omaha Public Power District | Preliminary | AC | 11.326 | 0.689 | . | . | 12.015 | 1573 | 42 | . | . | 1615 | . | . | . | . | 0 | . | . | . | . | 0 | 520.047 | 16.792 | . | . | 536.839 | . | . | . | . | 0 | . | . | . | . | 0 | . | . | . | . | 0 | . | . | . | . | 0 | . | . | . | . | 0 | . | . | . | . | 0 | 0.031 | 0.002 | . | . | 0.033 | 6 | 1 | . | . | 7 | 1.227 | 0 | . | . | 1.227 | . | . | . | . | 0 | . | . | . | . | 0 | . | . | . | . | 0 | 11.357 | 0.691 | NM | 0 | 12.048 | 1579 | 43 | 0 | 0 | 1622 | 521.274 | 16.792 | 0 | 0 | 538.066
2024 | 5 | NE | 17642 | Southern Public Power District | Preliminary | AC | 0.579 | 0.025 | 0 | 0 | 0.604 | 38 | 1 | 0 | 0 | 39 | 0 | 0 | 0 | 0 | 0 | 0 | 0 | 0 | 0 | 0 | 0 | 0 | 0 | 0 | 0 | 0 | 0 | 0 | 0 | 0 | 0 | 0 | 0 | 0 | 0 | 0 | 0 | 0 | 0 | 0 | 0 | 0 | 0 | 0 | 0 | 0 | 0 | 0 | 0 | 0 | 0 | 0 | 0 | 0 | 0 | 0.027 | 0 | 0 | 0 | 0.027 | 5 | 0 | 0 | 0 | 5 | 0 | 0 | 0 | 0 | 0 | 0 | 0 | 0 | 0 | 0 | 0 | 0 | 0 | 0 | 0 | 0 | 0 | 0 | 0 | 0 | 0.606 | 0.025 | NM | 0 | 0.631 | 43 | 1 | 0 | 0 | 44 | 0 | 0 | 0 | 0 | 0
2024 | 5 | NE | 27058 | High West Energy, Inc | Preliminary | DC | 0.012 | . | . | . | 0.012 | 6 | . | . | . | 6 | . | . | . | . | 0 | . | . | . | . | 0 | . | . | . | . | 0 | . | . | . | . | 0 | . | . | . | . | 0 | . | . | . | . | 0 | . | . | . | . | 0 | . | . | . | . | 0 | . | . | . | . | 0 | . | . | . | . | 0 | . | . | . | . | 0 | . | . | . | . | 0 | . | . | . | . | 0 | . | . | . | . | 0 | . | . | . | . | 0 | 0.012 | NM | NM | 0 | 0.012 | 6 | 0 | 0 | 0 | 6 | 0 | 0 | 0 | 0 | 0
2024 | 5 | NE | 40606 | City of Grand Island - (NE) | Preliminary | AC | 0.098 | 0 | 0.012 | 0 | 0.11 | 9 | 0 | 1 | 0 | 10 | . | . | . | . | 0 | . | . | . | . | 0 | . | . | . | . | 0 | . | . | . | . | 0 | . | . | . | . | 0 | . | . | . | . | 0 | . | . | . | . | 0 | . | . | . | . | 0 | . | . | . | . | 0 | . | . | . | . | 0 | . | . | . | . | 0 | . | . | . | . | 0 | . | . | . | . | 0 | . | . | . | . | 0 | . | . | . | . | 0 | 0.098 | NM | 0.012 | 0 | 0.11 | 9 | 0 | 1 | 0 | 10 | 0 | 0 | 0 | 0 | 0
2024 | 5 | NE | 99999 | Adjustment 2024 | Preliminary |  | 7.125 | 0.894 | NM | . | 8.12 | . | . | . | . | . | . | . | . | . | 0 | . | . | . | . | . | . | . | . | . | . | . | . | . | . | 0 | . | . | . | . | . | . | . | . | . | . | . | . | . | . | 0 | . | . | . | . | . | . | . | . | . | . | . | . | . | . | . | . | . | . | . | . | . | . | . | . | . | . | . | . | . | . | . | . | . | . | . | . | . | . | . | . | 7.125 | 0.894 | NM | . | 8.12 | . | . | . | . | . | . | . | . | . | .
2024 | 5 | NH | 13441 | New Hampshire Elec Coop Inc | Preliminary | AC | 14.096 | 3.598 | 1.961 | . | 19.655 | 1773 | 115 | 7 | . | 1895 | . | 1.012 | . | . | 1.012 | . | 28 | . | . | 28 | . | . | . | . | 0 | . | . | . | . | 0 | . | . | . | . | 0 | . | . | . | . | 0 | . | . | . | . | 0 | . | . | . | . | 0 | . | . | . | . | 0 | 0.086 | 0.005 | . | . | 0.091 | 28 | 2 | . | . | 30 | . | . | . | . | 0 | 0.012 | 0.004 | . | . | 0.016 | 1 | 1 | . | . | 2 | . | . | . | . | 0 | 14.194 | 4.619 | 1.961 | 0 | 20.774 | 1802 | 146 | 7 | 0 | 1955 | 0 | 0 | 0 | 0 | 0
2024 | 5 | NH | 15472 | Public Service Co of NH | Preliminary | AC | 121.254 | 56.366 | 5.214 | 0 | 182.834 | 15281 | 820 | 39 | 0 | 16140 | 0 | 0 | 0 | 0 | 0 | 0 | 0 | 0 | 0 | 0 | 0 | 0 | 0 | 0 | 0 | 0 | 0 | 0 | 0 | 0 | 0 | 0 | 0 | 0 | 0 | 0 | 0 | 0 | 0 | 0 | 0 | 0 | 0 | 0 | 0 | 0 | 0 | 0 | 0 | 0 | 0 | 0 | 0 | 0 | 0 | 0.121 | 0.13 | 0 | 0 | 0.251 | 29 | 7 | 0 | 0 | 36 | 0 | 0 | 0 | 0 | 0 | 0.093 | 20.93 | 0.215 | 0 | 21.238 | 3 | 50 | 3 | 0 | 56 | 0 | 0 | 0 | 0 | 0 | 121.468 | 77.426 | 5.429 | 0 | 204.323 | 15313 | 877 | 42 | 0 | 16232 | 0 | 0 | 0 | 0 | 0
2024 | 5 | NH | 24590 | Unitil Energy Systems | Preliminary | AC | 17.632 | 4.299 | 0.812 | . | 22.743 | 2223 | 99 | 7 | . | 2329 | 0.191 | 0.628 | . | . | 0.819 | 13 | 14 | . | . | 27 | 628.409 | 153.475 | . | . | 781.884 | 0.782 | . | . | . | 0.782 | 76 | . | . | . | 76 | 0.976 | . | . | . | 0.976 | . | . | . | . | 0 | . | . | . | . | 0 | . | . | . | . | 0 | 0.015 | . | . | . | 0.015 | 3 | . | . | . | 3 | . | . | . | . | 0 | . | 9.005 | . | . | 9.005 | . | 3 | . | . | 3 | . | . | . | . | 0 | 17.838 | 13.932 | 0.812 | 0 | 32.582 | 2239 | 116 | 7 | 0 | 2362 | 628.409 | 153.475 | 0 | 0 | 781.884
2024 | 5 | NH | 26510 | Liberty Utilities (Granite State Electric) Corp | Preliminary | AC | 12.644 | 7.431 | 0 | 0 | 20.075 | 1520 | 109 | 0 | 0 | 1629 | 0.08 | 0.309 | 0 | 0 | 0.389 | 7 | 7 | 0 | 0 | 14 | . | . | . | . | 0 | . | . | . | . | 0 | . | . | . | . | 0 | . | . | . | . | 0 | . | . | . | . | 0 | . | . | . | . | 0 | . | . | . | . | 0 | 0 | 0.006 | 0 | 0 | 0.006 | 0 | 1 | 0 | 0 | 1 | . | . | . | . | 0 | 0 | 2 | 0 | 0 | 2 | 0 | 1 | 0 | 0 | 1 | . | . | . | . | 0 | 12.724 | 9.746 | NM | 0 | 22.47 | 1527 | 118 | 0 | 0 | 1645 | 0 | 0 | 0 | 0 | 0
2024 | 5 | NH | 99999 | Adjustment 2024 | Preliminary |  | 0.977 | 0.077 | . | . | 1.054 | . | . | . | . | . | . | . | . | . | . | . | . | . | . | . | . | . | . | . | . | . | . | . | . | . | . | . | . | . | . | . | . | . | . | . | . | . | . | . | . | . | . | . | . | . | . | . | . | . | . | . | . | . | . | . | . | . | . | . | . | . | . | . | . | . | . | . | . | . | . | . | . | . | . | . | . | . | . | . | . | 0.977 | 0.077 | . | . | 1.054 | . | . | . | . | . | . | . | . | . | .
2024 | 5 | NJ | 963 | Atlantic City Electric Co | Preliminary | AC | 407.86 | 164.014 | 22.346 | 0 | 594.22 | 49673 | 1644 | 44 | 0 | 51361 | 0.439 | 0.782 | 0 | 0 | 1.221 | 347 | 29 | 0 | 0 | 376 | . | . | . | . | 0 | . | . | . | . | 0 | . | . | . | . | 0 | . | . | . | . | 0 | . | . | . | . | 0 | . | . | . | . | 0 | . | . | . | . | 0 | 0.207 | 0.04 | 0 | 0 | 0.247 | 17 | 2 | 0 | 0 | 19 | . | . | . | . | 0 | 0.06 | 0 | 0 | 0 | 0.06 | 5 | 0 | 0 | 0 | 5 | . | . | . | . | 0 | 408.566 | 164.836 | 22.346 | 0 | 595.748 | 50042 | 1675 | 44 | 0 | 51761 | 0 | 0 | 0 | 0 | 0
2024 | 5 | NJ | 9726 | Jersey Central Power & Lt Co | Preliminary | AC | 434.246 | 430.562 | 23.834 | 0 | 888.642 | 52199 | 2532 | 59 | 0 | 54790 | 0.067 | 0 | 0 | 0 | 0.067 | 1 | 0 | 0 | 0 | 1 | 0 | 0 | 0 | 0 | 0 | 12.686 | 0.132 | 0 | 0 | 12.818 | 1355 | 7 | 0 | 0 | 1362 | 0 | 0 | 0 | 0 | 0 | 0.095 | 0 | 0 | 0 | 0.095 | 9 | 0 | 0 | 0 | 9 | 0 | 0 | 0 | 0 | 0 | 0.22 | 0.057 | 0 | 0 | 0.277 | 15 | 4 | 0 | 0 | 19 | 0 | 0 | 0 | 0 | 0 | 0 | 0.74 | 0 | 0 | 0.74 | 0 | 2 | 0 | 0 | 2 | 0 | 0 | 0 | 0 | 0 | 434.533 | 431.359 | 23.834 | 0 | 889.726 | 52215 | 2538 | 59 | 0 | 54812 | 0 | 0 | 0 | 0 | 0
2024 | 5 | NJ | 15477 | Public Service Elec & Gas Co | Preliminary | DC | 544.253 | 827.329 | 92.727 | 0 | 1464.309 | 84683 | 4241 | 169 | 0 | 89093 | . | . | . | . | 0 | . | . | . | . | 0 | . | . | . | . | 0 | . | . | . | . | 0 | . | . | . | . | 0 | . | . | . | . | 0 | . | . | . | . | 0 | . | . | . | . | 0 | . | . | . | . | 0 | . | 1.514 | . | . | 1.514 | . | 4 | . | . | 4 | . | . | . | . | 0 | . | . | . | . | 0 | . | . | . | . | 0 | . | . | . | . | 0 | 544.253 | 828.843 | 92.727 | 0 | 1465.823 | 84683 | 4245 | 169 | 0 | 89097 | 0 | 0 | 0 | 0 | 0
2024 | 5 | NJ | 16213 | Rockland Electric Co | Preliminary | AC | 11.751 | 29.333 | 0.072 | 0 | 41.156 | 1321 | 159 | 1 | 0 | 1481 | 0 | 0 | 0 | 0 | 0 | 0 | 0 | 0 | 0 | 0 | . | . | . | . | 0 | 0.145 | 0 | 0 | 0 | 0.145 | 14 | 0 | 0 | 0 | 14 | 0 | 0 | 0 | 0 | 0 | 0.872 | 0 | 0 | 0 | 0.872 | 76 | 0 | 0 | 0 | 76 | 0 | 0 | 0 | 0 | 0 | 0 | 0 | 0 | 0 | 0 | 0 | 0 | 0 | 0 | 0 | . | . | . | . | 0 | 0 | 0 | 0 | 0 | 0 | 0 | 0 | 0 | 0 | 0 | . | . | . | . | 0 | 11.751 | 29.333 | 0.072 | 0 | 41.156 | 1321 | 159 | 1 | 0 | 1481 | 0 | 0 | 0 | 0 | 0
2024 | 5 | NJ | 99999 | Adjustment 2024 | Preliminary |  | -85.456 | -131.36 | -5.025 | 0 | -221.84 | . | . | . | . | . | . | . | . | . | 0 | . | . | . | . | . | . | . | . | . | . | . | . | . | . | 0 | . | . | . | . | . | . | . | . | . | . | . | . | . | . | 0 | . | . | . | . | . | . | . | . | . | . | . | . | . | . | . | . | . | . | . | . | . | . | . | . | . | . | . | . | . | . | . | . | . | . | . | . | . | . | . | . | -85.456 | -131.36 | -5.025 | 0 | -221.84 | . | . | . | . | . | . | . | . | . | .
2024 | 5 | NM | 3287 | Central Valley Elec Coop, Inc | Preliminary | AC | 0.572 | . | . | . | 0.572 | 66 | . | . | . | 66 | . | . | . | . | 0 | . | . | . | . | 0 | 31.403 | . | . | . | 31.403 | . | . | . | . | 0 | . | . | . | . | 0 | . | . | . | . | 0 | . | . | . | . | 0 | . | . | . | . | 0 | . | . | . | . | 0 | 0.001 | . | . | . | 0.001 | 1 | . | . | . | 1 | . | . | . | . | 0 | . | . | . | . | 0 | . | . | . | . | 0 | . | . | . | . | 0 | 0.573 | NM | NM | 0 | 0.573 | 67 | 0 | 0 | 0 | 67 | 31.403 | 0 | 0 | 0 | 31.403
2024 | 5 | NM | 5701 | El Paso Electric Co | Preliminary | AC | 51.44 | 7.613 | . | . | 59.053 | 9402 | 191 | . | . | 9593 | . | . | . | . | 0 | . | . | . | . | 0 | 3830.46 | 236.348 | . | . | 4066.808 | 0.967 | . | . | . | 0.967 | 109 | . | . | . | 109 | . | . | . | . | 0 | . | . | . | . | 0 | . | . | . | . | 0 | . | . | . | . | 0 | 0.007 | 0.006 | . | . | 0.013 | 3 | 2 | . | . | 5 | . | . | . | . | 0 | . | . | . | . | 0 | . | . | . | . | 0 | . | . | . | . | 0 | 51.447 | 7.619 | NM | 0 | 59.066 | 9405 | 193 | 0 | 0 | 9598 | 3830.46 | 236.348 | 0 | 0 | 4066.808
2024 | 5 | NM | 6204 | City of Farmington - (NM) | Preliminary | AC | 2.141 | 0.131 | 0 | 0 | 2.272 | 412 | 16 | 0 | 0 | 428 | . | . | . | . | 0 | . | . | . | . | 0 | 305.285 | 8.593 | 0 | 0 | 313.878 | . | . | . | . | 0 | . | . | . | . | 0 | . | . | . | . | 0 | . | . | . | . | 0 | . | . | . | . | 0 | . | . | . | . | 0 | . | . | . | . | 0 | . | . | . | . | 0 | . | . | . | . | 0 | . | . | . | . | 0 | . | . | . | . | 0 | . | . | . | . | 0 | 2.141 | 0.131 | NM | 0 | 2.272 | 412 | 16 | 0 | 0 | 428 | 305.285 | 8.593 | 0 | 0 | 313.878
2024 | 5 | NM | 11204 | Los Alamos County | Preliminary | DC | 2.679 | 0.714 | . | . | 3.393 | 459 | 32 | . | . | 491 | . | . | . | . | 0 | . | . | . | . | 0 | 12.559 | 0 | . | . | 12.559 | . | . | . | . | 0 | . | . | . | . | 0 | . | . | . | . | 0 | . | . | . | . | 0 | . | . | . | . | 0 | . | . | . | . | 0 | . | . | . | . | 0 | . | . | . | . | 0 | . | . | . | . | 0 | . | . | . | . | 0 | . | . | . | . | 0 | . | . | . | . | 0 | 2.679 | 0.714 | NM | 0 | 3.393 | 459 | 32 | 0 | 0 | 491 | 12.559 | 0 | 0 | 0 | 12.559
2024 | 5 | NM | 15473 | Public Service Co of NM | Preliminary | DC | 268.71 | 89.09 | . | . | 357.8 | 43214 | 1166 | . | . | 44380 | . | . | . | . | 0 | . | . | . | . | 0 | . | . | . | . | 0 | . | . | . | . | 0 | . | . | . | . | 0 | . | . | . | . | 0 | . | . | . | . | 0 | . | . | . | . | 0 | . | . | . | . | 0 | 0.009 | 0.015 | . | . | 0.024 | 3 | 3 | . | . | 6 | . | . | . | . | 0 | . | . | . | . | 0 | . | . | . | . | 0 | . | . | . | . | 0 | 268.719 | 89.105 | NM | 0 | 357.824 | 43217 | 1169 | 0 | 0 | 44386 | 0 | 0 | 0 | 0 | 0
2024 | 5 | NM | 17718 | Southwestern Public Service Co | Preliminary | DC | 19.901 | 7.588 | 0.493 | . | 27.982 | 2082 | 107 | 6 | . | 2195 | . | . | . | . | 0 | . | . | . | . | 0 | . | . | . | . | 0 | . | . | . | . | 0 | . | . | . | . | 0 | . | . | . | . | 0 | . | . | . | . | 0 | . | . | . | . | 0 | . | . | . | . | 0 | . | . | . | . | 0 | . | . | . | . | 0 | . | . | . | . | 0 | . | . | . | . | 0 | . | . | . | . | 0 | . | . | . | . | 0 | 19.901 | 7.588 | 0.493 | 0 | 27.982 | 2082 | 107 | 6 | 0 | 2195 | 0 | 0 | 0 | 0 | 0
2024 | 5 | NM | 99999 | Adjustment 2024 | Preliminary |  | -20.933 | -10.095 | NM | . | -30.673 | . | . | . | . | . | . | . | . | . | 0 | . | . | . | . | . | . | . | . | . | . | . | . | . | . | 0 | . | . | . | . | . | . | . | . | . | . | . | . | . | . | 0 | . | . | . | . | . | . | . | . | . | . | . | . | . | . | . | . | . | . | . | . | . | . | . | . | . | . | . | . | . | . | . | . | . | . | . | . | . | . | . | . | -20.933 | -10.095 | NM | . | -30.673 | . | . | . | . | . | . | . | . | . | .
2024 | 5 | NV | 2008 | City of Boulder City - (NV) | Preliminary | DC | 1.218 | 1.106 | 0 | 0 | 2.324 | 144 | 11 | 0 | 0 | 155 | . | . | . | . | 0 | . | . | . | . | 0 | . | . | . | . | 0 | . | . | . | . | 0 | . | . | . | . | 0 | . | . | . | . | 0 | . | . | . | . | 0 | . | . | . | . | 0 | . | . | . | . | 0 | . | . | . | . | 0 | . | . | . | . | 0 | . | . | . | . | 0 | . | . | . | . | 0 | . | . | . | . | 0 | . | . | . | . | 0 | 1.218 | 1.106 | NM | 0 | 2.324 | 144 | 11 | 0 | 0 | 155 | 0 | 0 | 0 | 0 | 0
2024 | 5 | NV | 13073 | Mt Wheeler Power, Inc | Preliminary | AC | 0.061 | 0.157 | . | . | 0.218 | 14 | 6 | . | . | 20 | . | . | . | . | 0 | . | . | . | . | 0 | . | . | . | . | 0 | . | . | . | . | 0 | . | . | . | . | 0 | . | . | . | . | 0 | . | . | . | . | 0 | . | . | . | . | 0 | . | . | . | . | 0 | . | 0.011 | . | . | 0.011 | . | 1 | . | . | 1 | . | . | . | . | 0 | . | . | . | . | 0 | . | . | . | . | 0 | . | . | . | . | 0 | 0.061 | 0.168 | NM | 0 | 0.229 | 14 | 7 | 0 | 0 | 21 | 0 | 0 | 0 | 0 | 0
2024 | 5 | NV | 13407 | Nevada Power Co | Preliminary | AC | 832.004 | 31.253 | 33.259 | 0 | 896.516 | 108697 | 546 | 117 | 0 | 109360 | . | . | . | . | 0 | . | . | . | . | 0 | . | . | . | . | 0 | 15.004 | 0.005 | 0.163 | 0 | 15.172 | 1900 | 1 | 1 | 0 | 1902 | 38.473 | 0.01 | 0.84 | 0 | 39.323 | . | . | . | . | 0 | . | . | . | . | 0 | . | . | . | . | 0 | 0.016 | 0.008 | 0.002 | 0 | 0.026 | 2 | 3 | 1 | 0 | 6 | . | . | . | . | 0 | . | . | . | . | 0 | . | . | . | . | 0 | . | . | . | . | 0 | 832.02 | 31.261 | 33.261 | 0 | 896.542 | 108699 | 549 | 118 | 0 | 109366 | 0 | 0 | 0 | 0 | 0
2024 | 5 | NV | 17166 | Sierra Pacific Power Co | Preliminary | AC | 80.864 | 34.681 | 1.073 | . | 116.618 | 13065 | 447 | 5 | . | 13517 | . | . | . | . | 0 | . | . | . | . | 0 | . | . | . | . | 0 | 7.603 | 0.047 | . | . | 7.65 | 976 | 4 | . | . | 980 | 18.935 | 0.101 | . | . | 19.036 | . | . | . | . | 0 | . | . | . | . | 0 | . | . | . | . | 0 | 0.307 | 9.474 | 0.007 | . | 9.788 | 49 | 89 | 1 | . | 139 | . | . | . | . | 0 | 0.05 | 0.108 | 0.05 | . | 0.208 | 1 | 2 | 1 | . | 4 | . | . | . | . | 0 | 81.221 | 44.263 | 1.13 | 0 | 126.614 | 13115 | 538 | 7 | 0 | 13660 | 0 | 0 | 0 | 0 | 0
2024 | 5 | NV | 19840 | Valley Electric Assn, Inc | Preliminary | DC | 20.675 | 0.181 | 0 | 0 | 20.856 | 2075 | 20 | 0 | 0 | 2095 | 0 | 0 | 0 | 0 | 0 | 0 | 0 | 0 | 0 | 0 | 2647.235 | 13.084 | 0 | 0 | 2660.319 | 0 | 0 | 0 | 0 | 0 | 0 | 0 | 0 | 0 | 0 | 0 | 0 | 0 | 0 | 0 | 0 | 0 | 0 | 0 | 0 | 0 | 0 | 0 | 0 | 0 | 0 | 0 | 0 | 0 | 0 | 0.018 | 0.002 | 0 | 0 | 0.02 | 8 | 1 | 0 | 0 | 9 | 0.014 | 0.001 | 0 | 0 | 0.015 | 0.075 | 0.006 | 0 | 0 | 0.081 | 9 | 1 | 0 | 0 | 10 | 6.266 | 0.024 | 0 | 0 | 6.29 | 20.768 | 0.189 | NM | 0 | 20.957 | 2092 | 22 | 0 | 0 | 2114 | 2653.515 | 13.109 | 0 | 0 | 2666.624
2024 | 5 | NV | 99999 | Adjustment 2024 | Preliminary |  | -0.047 | -0.126 | 0 | 0 | -0.174 | . | . | . | . | . | 0 | 0 | 0 | 0 | 0 | . | . | . | . | . | . | . | . | . | . | 0 | 0 | 0 | 0 | 0 | . | . | . | . | . | . | . | . | . | . | 0 | 0 | 0 | 0 | 0 | . | . | . | . | . | . | . | . | . | . | . | . | . | . | . | . | . | . | . | . | . | . | . | . | . | . | . | . | . | . | . | . | . | . | . | . | . | . | . | . | -0.047 | -0.126 | NM | 0 | -0.174 | . | . | . | . | . | . | . | . | . | .
2024 | 5 | NY | 3249 | Central Hudson Gas & Elec Corp | Preliminary | AC | 123.185 | 203.363 | . | . | 326.548 | 15255 | 741 | . | . | 15996 | . | . | . | . | 0 | . | . | . | . | 0 | . | . | . | . | 0 | . | . | . | . | 0 | . | . | . | . | 0 | . | . | . | . | 0 | . | . | . | . | 0 | . | . | . | . | 0 | . | . | . | . | 0 | 0.143 | 0.016 | . | . | 0.159 | 13 | 2 | . | . | 15 | . | . | . | . | 0 | . | . | . | . | 0 | . | . | . | . | 0 | . | . | . | . | 0 | 123.328 | 203.379 | NM | 0 | 326.707 | 15268 | 743 | 0 | 0 | 16011 | 0 | 0 | 0 | 0 | 0
2024 | 5 | NY | 4226 | Consolidated Edison Co-NY Inc | Preliminary | AC | 363.099 | 114.345 | . | . | 477.444 | 64115 | 3428 | . | . | 67543 | . | 107.782 | . | . | 107.782 | . | 773 | . | . | 773 | . | . | . | . | 0 | 4.133 | 10.35 | . | . | 14.483 | 507 | 26 | . | . | 533 | 10.477 | 49.689 | . | . | 60.166 | 0.212 | 13.298 | . | . | 13.51 | 26 | 12 | . | . | 38 | 0.5 | 13.509 | . | . | 14.009 | . | 0.143 | . | . | 0.143 | . | 6 | . | . | 6 | . | . | . | . | 0 | 0.015 | 39.122 | . | . | 39.137 | 3 | 41 | . | . | 44 | . | . | . | . | 0 | 363.114 | 261.392 | NM | 0 | 624.506 | 64118 | 4248 | 0 | 0 | 68366 | 0 | 0 | 0 | 0 | 0
2024 | 5 | NY | 11171 | Long Island Power Authority | Preliminary | AC | 597.938 | 98.382 | . | . | 696.32 | 84302 | 1676 | . | . | 85978 | . | 10.635 | . | . | 10.635 | . | 44 | . | . | 44 | . | . | . | . | 0 | 15.728 | 0.638 | . | . | 16.366 | 1827 | 9 | . | . | 1836 | . | . | . | . | 0 | . | . | . | . | 0 | . | . | . | . | 0 | . | . | . | . | 0 | 0.024 | 0.356 | . | . | 0.38 | 5 | 16 | . | . | 21 | . | . | . | . | 0 | 3.282 | 22.207 | . | . | 25.489 | 338 | 47 | . | . | 385 | . | . | . | . | 0 | 601.244 | 131.58 | NM | 0 | 732.824 | 84645 | 1783 | 0 | 0 | 86428 | 0 | 0 | 0 | 0 | 0
2024 | 5 | NY | 13511 | New York State Elec & Gas Corp | Preliminary | AC | 85.67 | 568.388 | . | . | 654.058 | 10443 | 1220 | . | . | 11663 | 0.154 | 439.189 | . | . | 439.343 | 4 | 246 | . | . | 250 | . | . | . | . | 0 | 6.145 | 27.388 | . | . | 33.533 | 459 | 10 | . | . | 469 | . | . | . | . | 0 | 0.323 | 0.42 | . | . | 0.743 | 39 | 4 | . | . | 43 | . | . | . | . | 0 | 0.649 | 0.756 | . | . | 1.405 | 77 | 28 | . | . | 105 | . | . | . | . | 0 | . | 10.897 | . | . | 10.897 | . | 28 | . | . | 28 | . | . | . | . | 0 | 86.473 | 1019.23 | NM | 0 | 1105.703 | 10524 | 1522 | 0 | 0 | 12046 | 0 | 0 | 0 | 0 | 0
2024 | 5 | NY | 13573 | Niagara Mohawk Power Corp. | Preliminary | AC | 191.503 | 317.298 | 9.422 | 0 | 518.223 | 24471 | 2280 | 29 | 0 | 26780 | 0.011 | 1002.396 | 0 | 0 | 1002.407 | 1 | 299 | 0 | 0 | 300 | 0 | 0 | 0 | 0 | 0 | 0.027 | 0 | 0 | 0 | 0.027 | 4 | 0 | 0 | 0 | 4 | 0 | 0 | 0 | 0 | 0 | 0 | 0 | 0 | 0 | 0 | 0 | 0 | 0 | 0 | 0 | 0 | 0 | 0 | 0 | 0 | 2.408 | 4.001 | 0.15 | 0 | 6.559 | 195 | 63 | 2 | 0 | 260 | 0 | 0 | 0 | 0 | 0 | 0.115 | 19.222 | 1.155 | 0 | 20.492 | 24 | 51 | 3 | 0 | 78 | 0 | 0 | 0 | 0 | 0 | 194.037 | 1342.917 | 10.727 | 0 | 1547.681 | 24691 | 2693 | 34 | 0 | 27418 | 0 | 0 | 0 | 0 | 0
2024 | 5 | NY | 14154 | Orange & Rockland Utils Inc | Preliminary | AC | 95.366 | 103.814 | 6.428 | 0 | 205.608 | 12423 | 207 | 6 | 0 | 12636 | 0 | 16.651 | 0 | 0 | 16.651 | 0 | 34 | 0 | 0 | 34 | . | . | . | . | 0 | 5.668 | 15.91 | 0 | 0 | 21.578 | 678 | 7 | 0 | 0 | 685 | 4.854 | 7.99 | 0 | 0 | 12.844 | 0.055 | 15 | 0 | 0 | 15.055 | 4 | 4 | 0 | 0 | 8 | 0.05 | 12 | 0 | 0 | 12.05 | 0 | 0.012 | 0 | 0 | 0.012 | 0 | 2 | 0 | 0 | 2 | . | . | . | . | 0 | 0 | 0.02 | 0 | 0 | 0.02 | 0 | 1 | 0 | 0 | 1 | . | . | . | . | 0 | 95.366 | 120.497 | 6.428 | 0 | 222.291 | 12423 | 244 | 6 | 0 | 12673 | 0 | 0 | 0 | 0 | 0
2024 | 5 | NY | 16183 | Rochester Gas & Electric Corp | Preliminary | AC | 20.759 | 173.1 | . | . | 193.859 | 2593 | 252 | . | . | 2845 | 0.044 | 24.302 | . | . | 24.346 | 6 | 378 | . | . | 384 | . | . | . | . | 0 | . | 1 | . | . | 1 | . | 1 | . | . | 1 | . | . | . | . | 0 | . | . | . | . | 0 | . | . | . | . | 0 | . | . | . | . | 0 | 0.074 | 0.88 | . | . | 0.954 | 12 | 5 | . | . | 17 | . | . | . | . | 0 | 0.731 | 1.464 | . | . | 2.195 | 64 | 3 | . | . | 67 | . | . | . | . | 0 | 21.608 | 199.746 | NM | 0 | 221.354 | 2675 | 638 | 0 | 0 | 3313 | 0 | 0 | 0 | 0 | 0
2024 | 5 | NY | 66101 | FirstEnergy Pennsylvania Electric Co | Preliminary | AC | 0.087 | 0.001 | 0 | 0 | 0.088 | 11 | 1 | 0 | 0 | 12 | 0 | 0 | 0 | 0 | 0 | 0 | 0 | 0 | 0 | 0 | 0 | 0 | 0 | 0 | 0 | 0 | 0 | 0 | 0 | 0 | 0 | 0 | 0 | 0 | 0 | 0 | 0 | 0 | 0 | 0 | 0 | 0 | 0 | 0 | 0 | 0 | 0 | 0 | 0 | 0 | 0 | 0 | 0 | 0 | 0 | 0 | 0.004 | 0 | 0 | 0.004 | 0 | 1 | 0 | 0 | 1 | 0 | 0 | 0 | 0 | 0 | 0 | 0 | 0 | 0 | 0 | 0 | 0 | 0 | 0 | 0 | 0 | 0 | 0 | 0 | 0 | 0.087 | 0.005 | NM | 0 | 0.092 | 11 | 2 | 0 | 0 | 13 | 0 | 0 | 0 | 0 | 0
2024 | 5 | NY | 99999 | Adjustment 2024 | Preliminary |  | 0.486 | 0.023 | 0.029 | . | 0.538 | . | . | . | . | . | . | . | . | . | . | . | . | . | . | . | . | . | . | . | . | . | . | . | . | . | . | . | . | . | . | . | . | . | . | . | . | . | . | . | . | . | . | . | . | . | . | . | . | . | . | . | . | . | . | . | . | . | . | . | . | . | . | . | . | . | . | . | . | . | . | . | . | . | . | . | . | . | . | . | . | 0.486 | 0.023 | 0.029 | . | 0.538 | . | . | . | . | . | . | . | . | . | .
2024 | 5 | OH | 3542 | Duke Energy Ohio Inc | Preliminary | AC | 37.778 | 20.293 | 1.171 | . | 59.242 | 4909 | 233 | 20 | . | 5162 | . | . | . | . | 0 | . | . | . | . | 0 | . | . | . | . | 0 | . | . | . | . | 0 | . | . | . | . | 0 | . | . | . | . | 0 | . | . | . | . | 0 | . | . | . | . | 0 | . | . | . | . | 0 | 0.037 | 0 | 0 | . | 0.037 | 8 | 0 | 0 | . | 8 | . | . | . | . | 0 | . | . | . | . | 0 | . | . | . | . | 0 | . | . | . | . | 0 | 37.815 | 20.293 | 1.171 | 0 | 59.279 | 4917 | 233 | 20 | 0 | 5170 | 0 | 0 | 0 | 0 | 0
2024 | 5 | OH | 3755 | Cleveland Electric Illum Co | Preliminary | AC | 14.581 | 12.124 | 0.721 | 0 | 27.426 | 2079 | 140 | 7 | 0 | 2226 | 0 | 0 | 0 | 0 | 0 | 0 | 0 | 0 | 0 | 0 | 0 | 0 | 0 | 0 | 0 | 1.595 | 1.011 | 0.109 | 0 | 2.715 | 246 | 3 | 1 | 0 | 250 | 0 | 0 | 0 | 0 | 0 | 0 | 0 | 0 | 0 | 0 | 0 | 0 | 0 | 0 | 0 | 0 | 0 | 0 | 0 | 0 | 0.021 | 3.215 | 1.225 | 0 | 4.461 | 5 | 16 | 2 | 0 | 23 | 0 | 0 | 0 | 0 | 0 | 0 | 0 | 0 | 0 | 0 | 0 | 0 | 0 | 0 | 0 | 0 | 0 | 0 | 0 | 0 | 14.602 | 15.339 | 1.946 | 0 | 31.887 | 2084 | 156 | 9 | 0 | 2249 | 0 | 0 | 0 | 0 | 0
2024 | 5 | OH | 4922 | Dayton Power & Light Co | Preliminary | AC | 2.602 | 7.285 | . | . | 9.887 | 388 | 76 | . | . | 464 | . | . | . | . | 0 | . | . | . | . | 0 | . | . | . | . | 0 | . | . | . | . | 0 | . | . | . | . | 0 | . | . | . | . | 0 | . | . | . | . | 0 | . | . | . | . | 0 | . | . | . | . | 0 | 0.099 | 4.668 | . | . | 4.767 | 20 | 10 | . | . | 30 | . | . | . | . | 0 | . | 0.575 | . | . | 0.575 | . | 1 | . | . | 1 | . | . | . | . | 0 | 2.701 | 12.528 | NM | 0 | 15.229 | 408 | 87 | 0 | 0 | 495 | 0 | 0 | 0 | 0 | 0
2024 | 5 | OH | 13998 | Ohio Edison Co | Preliminary | AC | 27.306 | 28.036 | 1.717 | 0 | 57.059 | 3319 | 159 | 5 | 0 | 3483 | 0 | 0 | 0 | 0 | 0 | 0 | 0 | 0 | 0 | 0 | 0 | 0 | 0 | 0 | 0 | 4.683 | 0.303 | 0 | 0 | 4.986 | 526 | 4 | 0 | 0 | 530 | 0 | 0 | 0 | 0 | 0 | 0 | 0 | 0 | 0 | 0 | 0 | 0 | 0 | 0 | 0 | 0 | 0 | 0 | 0 | 0 | 0.758 | 1.783 | 1.05 | 0 | 3.591 | 73 | 34 | 3 | 0 | 110 | 0 | 0 | 0 | 0 | 0 | 0 | 0.915 | 0 | 0 | 0.915 | 0 | 4 | 0 | 0 | 4 | 0 | 0 | 0 | 0 | 0 | 28.064 | 30.734 | 2.767 | 0 | 61.565 | 3392 | 197 | 8 | 0 | 3597 | 0 | 0 | 0 | 0 | 0
2024 | 5 | OH | 14006 | Ohio Power Co | Preliminary | AC | 66.64 | 64.848 | 6.005 | . | 137.493 | 9578 | 500 | 41 | . | 10119 | . | . | . | . | 0 | . | . | . | . | 0 | 5323.895 | 3337.26 | 182.071 | . | 8843.226 | 3.353 | 0.732 | . | . | 4.085 | 732 | 10 | . | . | 742 | 8.174 | 1.122 | . | . | 9.296 | . | . | . | . | 0 | . | . | . | . | 0 | . | . | . | . | 0 | 0.299 | 2.018 | 25.733 | . | 28.05 | 56 | 22 | 7 | . | 85 | 2.872 | 5.082 | 403.2 | . | 411.154 | . | 3.105 | 1 | . | 4.105 | . | 7 | 1 | . | 8 | . | . | . | . | 0 | 66.939 | 69.971 | 32.738 | 0 | 169.648 | 9634 | 529 | 49 | 0 | 10212 | 5326.767 | 3342.342 | 585.271 | 0 | 9254.38
2024 | 5 | OH | 18997 | The Toledo Edison Co | Preliminary | AC | 4.379 | 14.762 | 24.056 | 0 | 43.197 | 578 | 84 | 17 | 0 | 679 | 0 | 0 | 0 | 0 | 0 | 0 | 0 | 0 | 0 | 0 | 0 | 0 | 0 | 0 | 0 | 0.383 | 0 | 0 | 0 | 0.383 | 47 | 0 | 0 | 0 | 47 | 0 | 0 | 0 | 0 | 0 | 0 | 0 | 0 | 0 | 0 | 0 | 0 | 0 | 0 | 0 | 0 | 0 | 0 | 0 | 0 | 0.273 | 3.345 | 4.5 | 0 | 8.118 | 41 | 20 | 1 | 0 | 62 | 0 | 0 | 0 | 0 | 0 | 0 | 0.78 | 2.8 | 0 | 3.58 | 0 | 4 | 1 | 0 | 5 | 0 | 0 | 0 | 0 | 0 | 4.652 | 18.887 | 31.356 | 0 | 54.895 | 619 | 108 | 19 | 0 | 746 | 0 | 0 | 0 | 0 | 0
2024 | 5 | OH | 99999 | Adjustment 2024 | Preliminary |  | 52.074 | 18.133 | 0.792 | . | 70.999 | . | . | . | . | . | . | . | . | . | . | . | . | . | . | . | . | . | . | . | . | . | . | . | . | . | . | . | . | . | . | . | . | . | . | . | . | . | . | . | . | . | . | . | . | . | . | . | . | . | . | . | . | . | . | . | . | . | . | . | . | . | . | . | . | . | . | . | . | . | . | . | . | . | . | . | . | . | . | . | . | 52.074 | 18.133 | 0.792 | . | 70.999 | . | . | . | . | . | . | . | . | . | .
2024 | 5 | OK | 817 | Arkansas Valley Elec Coop Corp | Preliminary | AC | 0.38 | . | . | . | 0.38 | 40 | . | . | . | 40 | . | . | . | . | 0 | . | . | . | . | 0 | 27.523 | . | . | . | 0 | . | . | . | . | 0 | . | . | . | . | 0 | . | . | . | . | 0 | . | . | . | . | 0 | . | . | . | . | 0 | . | . | . | . | 0 | . | . | . | . | 0 | . | . | . | . | 0 | . | . | . | . | 0 | . | . | . | . | 0 | . | . | . | . | 0 | . | . | . | . | 0 | 0.38 | NM | NM | 0 | 0.38 | 40 | 0 | 0 | 0 | 40 | 27.523 | 0 | 0 | 0 | 27.523
2024 | 5 | OK | 5860 | Empire District Electric Co | Preliminary | DC | 0.414 | 0.023 | 0 | 0 | 0.437 | 33 | 1 | 0 | 0 | 34 | . | . | . | . | 0 | . | . | . | . | 0 | 15.203 | 0 | 0 | 0 | 15.203 | . | . | . | . | 0 | . | . | . | . | 0 | . | . | . | . | 0 | . | . | . | . | 0 | . | . | . | . | 0 | . | . | . | . | 0 | . | . | . | . | 0 | . | . | . | . | 0 | . | . | . | . | 0 | . | . | . | . | 0 | . | . | . | . | 0 | . | . | . | . | 0 | 0.414 | 0.023 | NM | 0 | 0.437 | 33 | 1 | 0 | 0 | 34 | 15.203 | 0 | 0 | 0 | 15.203
2024 | 5 | OK | 13734 | Northeast Oklahoma Electric Co | Preliminary | AC | 1.856 | 0.981 | 0 | 0 | 2.837 | 208 | 15 | 0 | 0 | 223 | . | . | . | . | 0 | . | . | . | . | 0 | 143.828 | 53.264 | 0 | 0 | 197.092 | . | . | . | . | 0 | . | . | . | . | 0 | . | . | . | . | 0 | . | . | . | . | 0 | . | . | . | . | 0 | . | . | . | . | 0 | 0.01 | 0 | 0 | 0 | 0.01 | 1 | 0 | 0 | 0 | 1 | 0 | 0 | 0 | 0 | 0 | . | . | . | . | 0 | . | . | . | . | 0 | . | . | . | . | 0 | 1.866 | 0.981 | NM | 0 | 2.847 | 209 | 15 | 0 | 0 | 224 | 143.828 | 53.264 | 0 | 0 | 197.092
2024 | 5 | OK | 14062 | Oklahoma Electric Coop Inc | Preliminary | AC | 6.758 | 0.26 | . | . | 7.018 | 774 | 8 | . | . | 782 | . | . | . | . | 0 | . | . | . | . | 0 | . | . | . | . | 0 | . | . | . | . | 0 | . | . | . | . | 0 | . | . | . | . | 0 | . | . | . | . | 0 | . | . | . | . | 0 | . | . | . | . | 0 | 0.122 | . | . | . | 0.122 | 14 | . | . | . | 14 | . | . | . | . | 0 | . | . | 0.013 | . | 0.013 | . | . | 3 | . | 3 | . | . | . | . | 0 | 6.88 | 0.26 | 0.013 | 0 | 7.153 | 788 | 8 | 3 | 0 | 799 | 0 | 0 | 0 | 0 | 0
2024 | 5 | OK | 14063 | Oklahoma Gas & Electric Co | Preliminary | AC | 55.026 | 11.09 | 0.488 | 0 | 66.604 | 7827 | 204 | 4 | 0 | 8035 | 10.32 | 14.75 | 0.636 | 0 | 25.706 | 2909 | 1771 | 23 | 0 | 4703 | 0 | 0 | 0 | 0 | 0 | 0 | 0 | 0 | 0 | 0 | 0 | 0 | 0 | 0 | 0 | 0 | 0 | 0 | 0 | 0 | 0 | 0 | 0 | 0 | 0 | 0 | 0 | 0 | 0 | 0 | 0 | 0 | 0 | 0 | 0 | 0.125 | 0.405 | 0 | 0 | 0.53 | 20 | 7 | 0 | 0 | 27 | 0 | 0 | 0 | 0 | 0 | 0 | 0 | 0 | 0 | 0 | 0 | 0 | 0 | 0 | 0 | 0 | 0 | 0 | 0 | 0 | 65.471 | 26.245 | 1.124 | 0 | 92.84 | 10756 | 1982 | 27 | 0 | 12765 | 0 | 0 | 0 | 0 | 0
2024 | 5 | OK | 15474 | Public Service Co of Oklahoma | Preliminary | AC | 25.18 | 1.527 | 0.863 | . | 27.57 | 3708 | 69 | 5 | . | 3782 | . | . | . | . | 0 | . | . | . | . | 0 | 2360.623 | 85.316 | 9.185 | . | 2455.124 | 1.318 | 0.015 | . | . | 1.333 | 192 | 1 | . | . | 193 | 3.056 | 0.027 | . | . | 3.083 | 0.021 | . | . | . | 0.021 | 3 | . | . | . | 3 | 0.048 | . | . | . | 0.048 | 0.029 | . | . | . | 0.029 | 9 | . | . | . | 9 | 0.709 | . | . | . | 0.709 | 0.01 | . | . | . | 0.01 | 1 | . | . | . | 1 | 1.328 | . | . | . | 1.328 | 25.219 | 1.527 | 0.863 | 0 | 27.609 | 3718 | 69 | 5 | 0 | 3792 | 2362.66 | 85.316 | 9.185 | 0 | 2457.161
2024 | 5 | OK | 19785 | Verdigris Valley Elec Coop Inc | Preliminary | AC | 2 | . | . | . | 2 | 212 | . | . | . | 212 | . | . | . | . | 0 | . | . | . | . | 0 | . | . | . | . | 0 | . | . | . | . | 0 | . | . | . | . | 0 | . | . | . | . | 0 | . | . | . | . | 0 | . | . | . | . | 0 | . | . | . | . | 0 | . | . | . | . | 0 | . | . | . | . | 0 | . | . | . | . | 0 | . | . | . | . | 0 | . | . | . | . | 0 | . | . | . | . | 0 | 2 | NM | NM | 0 | 2 | 212 | 0 | 0 | 0 | 212 | 0 | 0 | 0 | 0 | 0
2024 | 5 | OK | 99999 | Adjustment 2024 | Preliminary |  | 8.001 | 1.283 | 0 | 0 | 9.284 | . | . | . | . | . | . | . | . | . | 0 | . | . | . | . | . | . | . | . | . | . | . | . | . | . | 0 | . | . | . | . | . | . | . | . | . | . | . | . | . | . | 0 | . | . | . | . | . | . | . | . | . | . | . | . | . | . | . | . | . | . | . | . | . | . | . | . | . | . | . | . | . | . | . | . | . | . | . | . | . | . | . | . | 8.001 | 1.283 | NM | 0 | 9.284 | . | . | . | . | . | . | . | . | . | .
2024 | 5 | OR | 6022 | City of Eugene - (OR) | Preliminary | AC | 7.553 | 2.082 | . | . | 9.635 | 1129 | 102 | . | . | 1231 | . | . | . | . | 0 | . | . | . | . | 0 | . | . | . | . | 0 | . | . | . | . | 0 | . | . | . | . | 0 | . | . | . | . | 0 | . | . | . | . | 0 | . | . | . | . | 0 | . | . | . | . | 0 | . | . | . | . | 0 | . | . | . | . | 0 | . | . | . | . | 0 | . | . | . | . | 0 | . | . | . | . | 0 | . | . | . | . | 0 | 7.553 | 2.082 | NM | 0 | 9.635 | 1129 | 102 | 0 | 0 | 1231 | 0 | 0 | 0 | 0 | 0
2024 | 5 | OR | 9191 | Idaho Power Co | Preliminary | DC | 1.897 | 0.423 | 1.312 | . | 3.632 | 218 | 17 | 22 | . | 257 | . | . | . | . | 0 | . | . | . | . | 0 | . | . | . | . | 0 | . | . | . | . | 0 | . | . | . | . | 0 | . | . | . | . | 0 | . | . | . | . | 0 | . | . | . | . | 0 | . | . | . | . | 0 | 0.004 | . | . | . | 0.004 | 2 | . | . | . | 2 | . | . | . | . | 0 | . | . | . | . | 0 | . | . | . | . | 0 | . | . | . | . | 0 | 1.901 | 0.423 | 1.312 | 0 | 3.636 | 220 | 17 | 22 | 0 | 259 | 0 | 0 | 0 | 0 | 0
2024 | 5 | OR | 14354 | PacifiCorp | Preliminary | DC | 139.059 | 53.469 | 5 | 0 | 197.528 | 17961 | 1150 | 178 | 0 | 19289 | . | . | . | . | 0 | . | . | . | . | 0 | . | . | . | . | 0 | 6.653 | 0.372 | 0 | 0 | 7.025 | 623 | 14 | 0 | 0 | 637 | 19.466 | 0.594 | 0 | 0 | 20.06 | 0.039 | 0 | 0 | 0 | 0.039 | 4 | 0 | 0 | 0 | 4 | 0.096 | 0 | 0 | 0 | 0.096 | 0.078 | 0.087 | 0 | 0 | 0.165 | 18 | 9 | 0 | 0 | 27 | . | . | . | . | 0 | 0.142 | 2.761 | 0 | 0 | 2.903 | 9 | 16 | 0 | 0 | 25 | . | . | . | . | 0 | 139.279 | 56.317 | 5 | 0 | 200.596 | 17988 | 1175 | 178 | 0 | 19341 | 0 | 0 | 0 | 0 | 0
2024 | 5 | OR | 15248 | Portland General Electric Co | Preliminary | DC | 189.646 | 49.302 | 12.919 | . | 251.867 | 25647 | 1015 | 70 | . | 26732 | . | . | . | . | 0 | . | . | . | . | 0 | . | . | . | . | 0 | . | . | . | . | 0 | . | . | . | . | 0 | . | . | . | . | 0 | . | . | . | . | 0 | . | . | . | . | 0 | . | . | . | . | 0 | 0.289 | 0.382 | . | . | 0.671 | 31 | 11 | . | . | 42 | . | . | . | . | 0 | 0.013 | 1.359 | 4.439 | . | 5.811 | 2 | 7 | 5 | . | 14 | . | . | . | . | 0 | 189.948 | 51.043 | 17.358 | 0 | 258.349 | 25680 | 1033 | 75 | 0 | 26788 | 0 | 0 | 0 | 0 | 0
2024 | 5 | OR | 18260 | Surprise Valley Electrification | Preliminary | AC | 0.073 | 0.015 | 0 | 0 | 0.088 | 6 | 1 | 0 | 0 | 7 | . | . | . | . | 0 | . | . | . | . | 0 | . | . | . | . | 0 | . | . | . | . | 0 | . | . | . | . | 0 | . | . | . | . | 0 | . | . | . | . | 0 | . | . | . | . | 0 | . | . | . | . | 0 | . | . | . | . | 0 | . | . | . | . | 0 | . | . | . | . | 0 | . | . | . | . | 0 | . | . | . | . | 0 | . | . | . | . | 0 | 0.073 | 0.015 | NM | 0 | 0.088 | 6 | 1 | 0 | 0 | 7 | 0 | 0 | 0 | 0 | 0
2024 | 5 | OR | 28541 | Clatskanie Peoples Util Dist | Preliminary | AC | 0.118 | . | . | . | 0.118 | 16 | . | . | . | 16 | . | . | . | . | 0 | . | . | . | . | 0 | . | . | . | . | 0 | . | . | . | . | 0 | . | . | . | . | 0 | . | . | . | . | 0 | . | . | . | . | 0 | . | . | . | . | 0 | . | . | . | . | 0 | . | . | . | . | 0 | . | . | . | . | 0 | . | . | . | . | 0 | 0.003 | . | . | . | 0.003 | 1 | . | . | . | 1 | . | . | . | . | 0 | 0.121 | NM | NM | 0 | 0.121 | 17 | 0 | 0 | 0 | 17 | 0 | 0 | 0 | 0 | 0
2024 | 5 | OR | 40437 | Emerald People's Utility Dist | Preliminary | AC | 1.74 | 0.253 | . | . | 1.993 | 244 | 23 | . | . | 267 | 0.17 | . | . | . | 0.17 | 99 | . | . | . | 99 | . | . | . | . | 0 | . | . | . | . | 0 | . | . | . | . | 0 | . | . | . | . | 0 | . | . | . | . | 0 | . | . | . | . | 0 | . | . | . | . | 0 | . | . | . | . | 0 | . | . | . | . | 0 | . | . | . | . | 0 | . | . | . | . | 0 | . | . | . | . | 0 | . | . | . | . | 0 | 1.91 | 0.253 | NM | 0 | 2.163 | 343 | 23 | 0 | 0 | 366 | 0 | 0 | 0 | 0 | 0
2024 | 5 | OR | 99999 | Adjustment 2024 | Preliminary |  | -42.321 | -14.519 | -3.013 | 0 | -59.853 | . | . | . | . | . | . | . | . | . | 0 | . | . | . | . | . | . | . | . | . | . | -1.16 | -0.065 | 0 | 0 | -1.225 | . | . | . | . | . | . | . | . | . | . | -0.007 | 0 | 0 | 0 | -0.007 | . | . | . | . | . | . | . | . | . | . | . | . | . | . | . | . | . | . | . | . | . | . | . | . | . | . | . | . | . | . | . | . | . | . | . | . | . | . | . | . | -42.321 | -14.519 | -3.013 | 0 | -59.853 | . | . | . | . | . | . | . | . | . | .
2024 | 5 | PA | 3597 | Citizens Electric Co - (PA) | Preliminary | AC | 0.857 | 2.61 | 0.841 | . | 4.308 | 67 | 12 | 3 | . | 82 | . | . | . | . | 0 | . | . | . | . | 0 | . | . | . | . | 0 | . | . | . | . | 0 | . | . | . | . | 0 | . | . | . | . | 0 | . | . | . | . | 0 | . | . | . | . | 0 | . | . | . | . | 0 | . | . | . | . | 0 | . | . | . | . | 0 | . | . | . | . | 0 | . | . | . | . | 0 | . | . | . | . | 0 | . | . | . | . | 0 | 0.857 | 2.61 | 0.841 | 0 | 4.308 | 67 | 12 | 3 | 0 | 82 | 0 | 0 | 0 | 0 | 0
2024 | 5 | PA | 5487 | Duquesne Light Co | Preliminary | AC | 56.062 | 24.905 | 1.292 | . | 82.259 | 8088 | 162 | 4 | . | 8254 | 0.2 | 5.74 | . | . | 5.94 | 14 | 16 | . | . | 30 | . | . | . | . | 0 | . | . | . | . | 0 | . | . | . | . | 0 | . | . | . | . | 0 | . | . | . | . | 0 | . | . | . | . | 0 | . | . | . | . | 0 | 0.067 | 0.02 | . | . | 0.087 | 13 | 4 | . | . | 17 | . | . | . | . | 0 | 0.004 | 0.49 | . | . | 0.494 | 1 | 5 | . | . | 6 | . | . | . | . | 0 | 56.333 | 31.155 | 1.292 | 0 | 88.78 | 8116 | 187 | 4 | 0 | 8307 | 0 | 0 | 0 | 0 | 0
2024 | 5 | PA | 14715 | PPL Electric Utilities Corp | Preliminary | AC | 231.382 | 126.07 | 19.373 | . | 376.825 | 25235 | 1028 | 64 | . | 26327 | 1.129 | 13.859 | . | . | 14.988 | 49 | 135 | . | . | 184 | . | . | . | . | 0 | . | . | . | . | 0 | . | . | . | . | 0 | . | . | . | . | 0 | . | . | . | . | 0 | . | . | . | . | 0 | . | . | . | . | 0 | 0.313 | 0.129 | . | . | 0.442 | 97 | 20 | . | . | 117 | . | . | . | . | 0 | 0.143 | 35.445 | 2.429 | . | 38.017 | 8 | 38 | 2 | . | 48 | . | . | . | . | 0 | 232.967 | 175.503 | 21.802 | 0 | 430.272 | 25389 | 1221 | 66 | 0 | 26676 | 0 | 0 | 0 | 0 | 0
2024 | 5 | PA | 14940 | PECO Energy Co | Preliminary | AC | 131.146 | 25.629 | 25.22 | . | 181.995 | 18915 | 378 | 44 | . | 19337 | 1.05 | 1.94 | . | . | 2.99 | 62 | 44 | . | . | 106 | . | . | . | . | 0 | . | . | . | . | 0 | . | . | . | . | 0 | . | . | . | . | 0 | . | . | . | . | 0 | . | . | . | . | 0 | . | . | . | . | 0 | . | . | . | . | 0 | . | . | . | . | 0 | . | . | . | . | 0 | . | . | . | . | 0 | . | . | . | . | 0 | . | . | . | . | 0 | 132.196 | 27.569 | 25.22 | 0 | 184.985 | 18977 | 422 | 44 | 0 | 19443 | 0 | 0 | 0 | 0 | 0
2024 | 5 | PA | 15045 | Pike County Light & Power Co | Preliminary | AC | 0.318 | 0.02 | 0 | 0 | 0.338 | 30 | 1 | 0 | 0 | 31 | . | . | . | . | 0 | . | . | . | . | 0 | . | . | . | . | 0 | . | . | . | . | 0 | . | . | . | . | 0 | . | . | . | . | 0 | . | . | . | . | 0 | . | . | . | . | 0 | . | . | . | . | 0 | . | . | . | . | 0 | . | . | . | . | 0 | . | . | . | . | 0 | . | . | . | . | 0 | . | . | . | . | 0 | . | . | . | . | 0 | 0.318 | 0.02 | NM | 0 | 0.338 | 30 | 1 | 0 | 0 | 31 | 0 | 0 | 0 | 0 | 0
2024 | 5 | PA | 19390 | UGI Utilities, Inc | Preliminary | AC | 1.873 | 0.225 | 0.12 | 0 | 2.218 | 211 | 10 | 2 | 0 | 223 | 0.159 | 0.26 | 0 | 0 | 0.419 | 12 | 3 | 0 | 0 | 15 | 0 | 0 | 0 | 0 | 0 | 0 | 0.026 | 0 | 0 | 0.026 | 0 | 1 | 0 | 0 | 1 | 0 | 0.04 | 0 | 0 | 0.04 | 0 | 0 | 0 | 0 | 0 | 0 | 0 | 0 | 0 | 0 | 0 | 0 | 0 | 0 | 0 | 0.017 | 0 | 0 | 0 | 0.017 | 5 | 0 | 0 | 0 | 5 | 0 | 0 | 0 | 0 | 0 | 0.02 | 0 | 0 | 0 | 0.02 | 1 | 0 | 0 | 0 | 1 | 0 | 0 | 0 | 0 | 0 | 2.069 | 0.485 | 0.12 | 0 | 2.674 | 229 | 13 | 2 | 0 | 244 | 0 | 0 | 0 | 0 | 0
2024 | 5 | PA | 20334 | Wellsborough Electric Co | Preliminary | AC | 0.144 | 0.125 | 1.125 | 0 | 1.394 | 18 | 5 | 1 | 0 | 24 | 0 | 0 | 0 | 0 | 0 | 0 | 0 | 0 | 0 | 0 | 0 | 0 | 0 | 0 | 0 | 0 | 0 | 0 | 0 | 0 | 0 | 0 | 0 | 0 | 0 | 0 | 0 | 0 | 0 | 0 | 0 | 0 | 0 | 0 | 0 | 0 | 0 | 0 | 0 | 0 | 0 | 0 | 0 | 0 | 0 | 0.015 | 0.002 | 0 | 0 | 0.017 | 3 | 1 | 0 | 0 | 4 | 0 | 0 | 0 | 0 | 0 | 0 | 0 | 0 | 0 | 0 | 0 | 0 | 0 | 0 | 0 | 0 | 0 | 0 | 0 | 0 | 0.159 | 0.127 | 1.125 | 0 | 1.411 | 21 | 6 | 1 | 0 | 28 | 0 | 0 | 0 | 0 | 0
2024 | 5 | PA | 66101 | FirstEnergy Pennsylvania Electric Co | Preliminary | AC | 173.849 | 50.375 | 22.875 | 0 | 247.099 | 19062 | 679 | 53 | 0 | 19794 | 2.279 | 10.631 | 6.584 | 0 | 19.494 | 146 | 115 | 6 | 0 | 267 | 0 | 0 | 0 | 0 | 0 | 10.108 | 0.055 | 0 | 0 | 10.163 | 1217 | 9 | 0 | 0 | 1226 | 0 | 0 | 0 | 0 | 0 | 0.035 | 0 | 0 | 0 | 0.035 | 3 | 0 | 0 | 0 | 3 | 0 | 0 | 0 | 0 | 0 | 0.377 | 0.265 | 0.003 | 0 | 0.645 | 94 | 27 | 1 | 0 | 122 | 0 | 0 | 0 | 0 | 0 | 0.029 | 8.002 | 17.473 | 0 | 25.504 | 7 | 19 | 11 | 0 | 37 | 0 | 0 | 0 | 0 | 0 | 176.534 | 69.273 | 46.935 | 0 | 292.742 | 19309 | 840 | 71 | 0 | 20220 | 0 | 0 | 0 | 0 | 0
2024 | 5 | PA | 99999 | Adjustment 2024 | Preliminary |  | 112.137 | 52.47 | 9.734 | . | 174.341 | . | . | . | . | . | . | . | . | . | . | . | . | . | . | . | . | . | . | . | . | . | . | . | . | . | . | . | . | . | . | . | . | . | . | . | . | . | . | . | . | . | . | . | . | . | . | . | . | . | . | . | . | . | . | . | . | . | . | . | . | . | . | . | . | . | . | . | . | . | . | . | . | . | . | . | . | . | . | . | . | 112.137 | 52.47 | 9.734 | . | 174.341 | . | . | . | . | . | . | . | . | . | .
2024 | 5 | RI | 1857 | Block Island Utility District | Preliminary | AC | 0.44 | 0.03 | 0 | 0 | 0.47 | 54 | 5 | 0 | 0 | 59 | . | . | . | . | 0 | . | . | . | . | 0 | . | . | . | . | 0 | . | . | . | . | 0 | . | . | . | . | 0 | . | . | . | . | 0 | . | . | . | . | 0 | . | . | . | . | 0 | . | . | . | . | 0 | . | . | . | . | 0 | . | . | . | . | 0 | . | . | . | . | 0 | . | . | . | . | 0 | . | . | . | . | 0 | . | . | . | . | 0 | 0.44 | 0.03 | NM | 0 | 0.47 | 54 | 5 | 0 | 0 | 59 | 0 | 0 | 0 | 0 | 0
2024 | 5 | RI | 13214 | The Narragansett Electric Co | Preliminary | AC | 104.728 | 315.504 | 5.604 | . | 425.836 | 15123 | 535 | 30 | . | 15688 | 0.01 | 9.504 | . | . | 9.514 | 1 | 4 | . | . | 5 | . | . | . | . | 0 | 0.071 | . | . | . | 0.071 | 10 | . | . | . | 10 | 0.087 | . | . | . | 0.087 | . | . | . | . | 0 | . | . | . | . | 0 | . | . | . | . | 0 | 0.093 | 26.875 | . | . | 26.968 | 20 | 24 | . | . | 44 | . | . | . | . | 0 | . | 2.93 | . | . | 2.93 | . | 4 | . | . | 4 | . | . | . | . | 0 | 104.831 | 354.813 | 5.604 | 0 | 465.248 | 15144 | 567 | 30 | 0 | 15741 | 0 | 0 | 0 | 0 | 0
2024 | 5 | RI | 14537 | Pascoag Utility District | Preliminary | AC | 0.032 | . | . | . | 0.032 | 7 | . | . | . | 7 | . | . | . | . | 0 | . | . | . | . | 0 | 4.083 | . | . | . | 0 | . | . | . | . | 0 | . | . | . | . | 0 | . | . | . | . | 0 | . | . | . | . | 0 | . | . | . | . | 0 | . | . | . | . | 0 | . | . | . | . | 0 | . | . | . | . | 0 | . | . | . | . | 0 | . | . | . | . | 0 | . | . | . | . | 0 | . | . | . | . | 0 | 0.032 | NM | NM | 0 | 0.032 | 7 | 0 | 0 | 0 | 7 | 4.083 | 0 | 0 | 0 | 4.083
2024 | 5 | RI | 99999 | Adjustment 2024 | Preliminary |  | . | . | . | . | . | . | . | . | . | . | . | . | . | . | . | . | . | . | . | . | . | . | . | . | . | . | . | . | . | . | . | . | . | . | . | . | . | . | . | . | . | . | . | . | . | . | . | . | . | . | . | . | . | . | . | . | . | . | . | . | . | . | . | . | . | . | . | . | . | . | . | . | . | . | . | . | . | . | . | . | . | . | . | . | . | . | . | . | . | . | . | . | . | . | . | . | . | . | . | .
2024 | 5 | SC | 1613 | Berkeley Electric Coop Inc | Preliminary | AC | 11.441 | 0.29 | . | . | 11.731 | 1792 | 8 | . | . | 1800 | . | . | . | . | 0 | . | . | . | . | 0 | . | . | . | . | 0 | . | . | . | . | 0 | . | . | . | . | 0 | . | . | . | . | 0 | . | . | . | . | 0 | . | . | . | . | 0 | . | . | . | . | 0 | . | . | . | . | 0 | . | . | . | . | 0 | . | . | . | . | 0 | . | . | . | . | 0 | . | . | . | . | 0 | . | . | . | . | 0 | 11.441 | 0.29 | NM | 0 | 11.731 | 1792 | 8 | 0 | 0 | 1800 | 0 | 0 | 0 | 0 | 0
2024 | 5 | SC | 3046 | Duke Energy Progress - (NC) | Preliminary | AC | 18.243 | 3.432 | 5.269 | 0 | 26.944 | 2273 | 71 | 11 | 0 | 2355 | . | . | . | . | 0 | . | . | . | . | 0 | . | . | . | . | 0 | . | . | . | . | 0 | . | . | . | . | 0 | . | . | . | . | 0 | . | . | . | . | 0 | . | . | . | . | 0 | . | . | . | . | 0 | . | . | . | . | 0 | . | . | . | . | 0 | . | . | . | . | 0 | . | . | . | . | 0 | . | . | . | . | 0 | . | . | . | . | 0 | 18.243 | 3.432 | 5.269 | 0 | 26.944 | 2273 | 71 | 11 | 0 | 2355 | 0 | 0 | 0 | 0 | 0
2024 | 5 | SC | 5416 | Duke Energy Carolinas, LLC | Preliminary | AC | 98.072 | 20.277 | 12.424 | . | 130.773 | 12163 | 381 | 31 | . | 12575 | . | . | . | . | 0 | . | . | . | . | 0 | . | . | . | . | 0 | . | . | . | . | 0 | . | . | . | . | 0 | . | . | . | . | 0 | . | . | . | . | 0 | . | . | . | . | 0 | . | . | . | . | 0 | 0 | 0.001 | 0 | . | 0.001 | 0 | 1 | 0 | . | 1 | . | . | . | . | 0 | . | . | . | . | 0 | . | . | . | . | 0 | . | . | . | . | 0 | 98.072 | 20.278 | 12.424 | 0 | 130.774 | 12163 | 382 | 31 | 0 | 12576 | 0 | 0 | 0 | 0 | 0
2024 | 5 | SC | 14398 | Palmetto Electric Coop Inc | Preliminary | DC | 2.083 | 0.534 | . | . | 2.617 | 237 | 12 | . | . | 249 | 0.24 | . | . | . | 0.24 | 89 | . | . | . | 89 | 42.24 | . | . | . | 42.24 | 0.463 | . | . | . | 0.463 | 38 | . | . | . | 38 | 0.893 | . | . | . | 0.893 | . | . | . | . | 0 | . | . | . | . | 0 | . | . | . | . | 0 | . | . | . | . | 0 | . | . | . | . | 0 | . | . | . | . | 0 | . | . | . | . | 0 | . | . | . | . | 0 | . | . | . | . | 0 | 2.323 | 0.534 | NM | 0 | 2.857 | 326 | 12 | 0 | 0 | 338 | 42.24 | 0 | 0 | 0 | 42.24
2024 | 5 | SC | 17539 | Dominion Energy South Carolina, Inc | Preliminary | AC | 113.555 | 20.99 | 2.056 | . | 136.601 | 15760 | 248 | 7 | . | 16015 | . | . | . | . | 0 | . | . | . | . | 0 | 7755.628 | 1167.933 | 73.28 | . | 8996.841 | 4.455 | 0.036 | . | . | 4.491 | 600 | 5 | . | . | 605 | 10.365 | 0.096 | . | . | 10.461 | . | . | . | . | 0 | . | . | . | . | 0 | . | . | . | . | 0 | . | . | . | . | 0 | . | . | . | . | 0 | . | . | . | . | 0 | . | . | . | . | 0 | . | . | . | . | 0 | . | . | . | . | 0 | 113.555 | 20.99 | 2.056 | 0 | 136.601 | 15760 | 248 | 7 | 0 | 16015 | 7755.628 | 1167.933 | 73.28 | 0 | 8996.841
2024 | 5 | SC | 17543 | South Carolina Public Service Authority | Preliminary | AC | 12.24 | . | . | . | 12.24 | 1767 | . | . | . | 1767 | . | . | . | . | 0 | . | . | . | . | 0 | . | . | . | . | 0 | . | . | . | . | 0 | . | . | . | . | 0 | . | . | . | . | 0 | . | . | . | . | 0 | . | . | . | . | 0 | . | . | . | . | 0 | . | . | . | . | 0 | . | . | . | . | 0 | . | . | . | . | 0 | . | . | . | . | 0 | . | . | . | . | 0 | . | . | . | . | 0 | 12.24 | NM | NM | 0 | 12.24 | 1767 | 0 | 0 | 0 | 1767 | 0 | 0 | 0 | 0 | 0
2024 | 5 | SC | 99999 | Adjustment 2024 | Preliminary |  | 55.827 | 4.174 | . | . | 60.001 | . | . | . | . | . | -0.042 | . | . | . | -0.042 | . | . | . | . | . | . | . | . | . | . | -0.081 | . | . | . | -0.081 | . | . | . | . | . | . | . | . | . | . | . | . | . | . | 0 | . | . | . | . | . | . | . | . | . | . | . | . | . | . | . | . | . | . | . | . | . | . | . | . | . | . | . | . | . | . | . | . | . | . | . | . | . | . | . | . | 55.785 | 4.174 | . | . | 59.959 | . | . | . | . | . | . | . | . | . | .
2024 | 5 | SD | 1769 | Black Hills Electric Coop, Inc | Preliminary | AC | 0.587 | 0.059 | 0 | 0 | 0.646 | 73 | 3 | 0 | 0 | 76 | 0 | 0 | 0 | 0 | 0 | 0 | 0 | 0 | 0 | 0 | 40.347 | 1 | 0 | 0 | 41.347 | 0 | 0 | 0 | 0 | 0 | 0 | 0 | 0 | 0 | 0 | 0 | 0 | 0 | 0 | 0 | 0 | 0 | 0 | 0 | 0 | 0 | 0 | 0 | 0 | 0 | 0 | 0 | 0 | 0 | 0 | 0.002 | 0 | 0 | 0 | 0.002 | 1 | 0 | 0 | 0 | 1 | 0.15 | 0 | 0 | 0 | 0.15 | 0 | 0 | 0 | 0 | 0 | 0 | 0 | 0 | 0 | 0 | 0 | 0 | 0 | 0 | 0 | 0.589 | 0.059 | NM | 0 | 0.648 | 74 | 3 | 0 | 0 | 77 | 40.497 | 1 | 0 | 0 | 41.497
2024 | 5 | SD | 14232 | Otter Tail Power Co | Preliminary | AC | 0.01 | 0.04 | 0 | 0 | 0.05 | 1 | 2 | 0 | 0 | 3 | 0 | 0 | 0 | 0 | 0 | 0 | 0 | 0 | 0 | 0 | 0.96 | 1.269 | 0 | 0 | 2.229 | 0 | 0 | 0 | 0 | 0 | 0 | 0 | 0 | 0 | 0 | 0 | 0 | 0 | 0 | 0 | 0 | 0 | 0 | 0 | 0 | 0 | 0 | 0 | 0 | 0 | 0 | 0 | 0 | 0 | 0 | 0.023 | 0.092 | 0 | 0 | 0.115 | 2 | 2 | 0 | 0 | 4 | 0 | 0.25 | 0 | 0 | 0.25 | 0 | 0 | 0 | 0 | 0 | 0 | 0 | 0 | 0 | 0 | 0 | 0 | 0 | 0 | 0 | 0.033 | 0.132 | NM | 0 | 0.165 | 3 | 4 | 0 | 0 | 7 | 0.96 | 1.519 | 0 | 0 | 2.479
2024 | 5 | SD | 17267 | Sioux Valley SW Elec Coop | Preliminary | DC | 0.274 | 0.078 | . | . | 0.352 | 26 | 6 | . | . | 32 | . | . | . | . | 0 | . | . | . | . | 0 | 18.635 | 1.88 | . | . | 20.515 | . | . | . | . | 0 | . | . | . | . | 0 | . | . | . | . | 0 | . | . | . | . | 0 | . | . | . | . | 0 | . | . | . | . | 0 | 0.013 | . | . | . | 0.013 | 3 | . | . | . | 3 | 0.481 | . | . | . | 0.481 | . | . | . | . | 0 | . | . | . | . | 0 | . | . | . | . | 0 | 0.287 | 0.078 | NM | 0 | 0.365 | 29 | 6 | 0 | 0 | 35 | 19.116 | 1.88 | 0 | 0 | 20.996
2024 | 5 | SD | 19293 | Southeastern Electric Coop Inc - (SD) | Preliminary | AC | 0.115 | 0.034 | . | . | 0.149 | 14 | 4 | . | . | 18 | . | . | . | . | 0 | . | . | . | . | 0 | 10.506 | 0.819 | . | . | 11.325 | . | . | . | . | 0 | . | . | . | . | 0 | . | . | . | . | 0 | . | . | . | . | 0 | . | . | . | . | 0 | . | . | . | . | 0 | . | . | . | . | 0 | . | . | . | . | 0 | . | . | . | . | 0 | . | . | . | . | 0 | . | . | . | . | 0 | . | . | . | . | 0 | 0.115 | 0.034 | NM | 0 | 0.149 | 14 | 4 | 0 | 0 | 18 | 10.506 | 0.819 | 0 | 0 | 11.325
2024 | 5 | SD | 19545 | Black Hills Power, Inc. | Preliminary | DC | 1.299 | 0.702 | . | . | 2.001 | 209 | 19 | . | . | 228 | . | . | . | . | 0 | . | . | . | . | 0 | . | . | . | . | 0 | . | . | . | . | 0 | . | . | . | . | 0 | . | . | . | . | 0 | . | . | . | . | 0 | . | . | . | . | 0 | . | . | . | . | 0 | 0.011 | 0.012 | . | . | 0.023 | 4 | 4 | . | . | 8 | . | . | . | . | 0 | . | . | . | . | 0 | . | . | . | . | 0 | . | . | . | . | 0 | 1.31 | 0.714 | NM | 0 | 2.024 | 213 | 23 | 0 | 0 | 236 | 0 | 0 | 0 | 0 | 0
2024 | 5 | SD | 20401 | West River Electric Assn Inc | Preliminary | DC | 0.745 | 0.717 | . | . | 1.462 | 93 | 1 | . | . | 94 | . | . | . | . | 0 | . | . | . | . | 0 | 53.173 | 0.5 | . | . | 53.673 | . | . | . | . | 0 | . | . | . | . | 0 | . | . | . | . | 0 | . | . | . | . | 0 | . | . | . | . | 0 | . | . | . | . | 0 | 0.022 | 0.01 | . | . | 0.032 | 7 | 1 | . | . | 8 | 0.453 | 0.397 | . | . | 0.85 | . | . | . | . | 0 | . | . | . | . | 0 | . | . | . | . | 0 | 0.767 | 0.727 | NM | 0 | 1.494 | 100 | 2 | 0 | 0 | 102 | 53.626 | 0.897 | 0 | 0 | 54.523
2024 | 5 | SD | 99999 | Adjustment 2024 | Preliminary |  | -0.404 | -0.261 | . | . | -0.665 | . | . | . | . | . | . | . | . | . | 0 | . | . | . | . | . | . | . | . | . | . | . | . | . | . | 0 | . | . | . | . | . | . | . | . | . | . | . | . | . | . | 0 | . | . | . | . | . | . | . | . | . | . | . | . | . | . | . | . | . | . | . | . | . | . | . | . | . | . | . | . | . | . | . | . | . | . | . | . | . | . | . | . | -0.404 | -0.261 | . | . | -0.665 | . | . | . | . | . | . | . | . | . | .
2024 | 5 | TN | 10331 | Kingsport Power Co | Preliminary | AC | 0.565 | 0.425 | . | . | 0.99 | 83 | 12 | . | . | 95 | . | . | . | . | 0 | . | . | . | . | 0 | 28.483 | 39.224 | . | . | 67.707 | 0.206 | . | . | . | 0.206 | 33 | . | . | . | 33 | 0.404 | . | . | . | 0.404 | . | . | . | . | 0 | . | . | . | . | 0 | . | . | . | . | 0 | . | . | . | . | 0 | . | . | . | . | 0 | . | . | . | . | 0 | . | . | . | . | 0 | . | . | . | . | 0 | . | . | . | . | 0 | 0.565 | 0.425 | NM | 0 | 0.99 | 83 | 12 | 0 | 0 | 95 | 28.483 | 39.224 | 0 | 0 | 67.707
2024 | 5 | TN | 99999 | Adjustment 2024 | Preliminary |  | . | . | . | . | . | . | . | . | . | . | . | . | . | . | . | . | . | . | . | . | . | . | . | . | . | . | . | . | . | . | . | . | . | . | . | . | . | . | . | . | . | . | . | . | . | . | . | . | . | . | . | . | . | . | . | . | . | . | . | . | . | . | . | . | . | . | . | . | . | . | . | . | . | . | . | . | . | . | . | . | . | . | . | . | . | . | . | . | . | . | . | . | . | . | . | . | . | . | . | .
2024 | 5 | TX | 5701 | El Paso Electric Co | Preliminary | AC | 127.593 | 6.739 | . | . | 134.332 | 24349 | 169 | . | . | 24518 | 4.691 | 0.295 | . | . | 4.986 | 2204 | 58 | . | . | 2262 | 9179.777 | 232.828 | . | . | 9412.605 | 1.475 | 0.008 | . | . | 1.483 | 179 | 1 | . | . | 180 | . | . | . | . | 0 | . | . | . | . | 0 | . | . | . | . | 0 | . | . | . | . | 0 | 0.008 | 0.048 | . | . | 0.056 | 2 | 4 | . | . | 6 | . | . | . | . | 0 | . | . | . | . | 0 | . | . | . | . | 0 | . | . | . | . | 0 | 132.292 | 7.082 | NM | 0 | 139.374 | 26555 | 231 | 0 | 0 | 26786 | 9179.777 | 232.828 | 0 | 0 | 9412.605
2024 | 5 | TX | 16604 | City of San Antonio - (TX) | Preliminary | DC | 377.917 | 118.763 | . | . | 496.68 | 44669 | 876 | . | . | 45545 | . | . | . | . | 0 | . | . | . | . | 0 | . | . | . | . | 0 | . | . | . | . | 0 | . | . | . | . | 0 | . | . | . | . | 0 | . | . | . | . | 0 | . | . | . | . | 0 | . | . | . | . | 0 | . | . | . | . | 0 | . | . | . | . | 0 | . | . | . | . | 0 | . | . | . | . | 0 | . | . | . | . | 0 | . | . | . | . | 0 | 377.917 | 118.763 | NM | 0 | 496.68 | 44669 | 876 | 0 | 0 | 45545 | 0 | 0 | 0 | 0 | 0
2024 | 5 | TX | 55937 | Entergy Texas Inc. | Preliminary | DC | 48.88 | 1.05 | 0.256 | . | 50.186 | 4992 | 42 | 13 | . | 5047 | . | . | . | . | 0 | . | . | . | . | 0 | . | . | . | . | 0 | . | . | . | . | 0 | . | . | . | . | 0 | . | . | . | . | 0 | . | . | . | . | 0 | . | . | . | . | 0 | . | . | . | . | 0 | 0.004 | 0 | 0 | . | 0.004 | 2 | 0 | 0 | . | 2 | . | . | . | . | 0 | 0 | 0 | 0 | . | 0 | 0 | 0 | 0 | . | 0 | . | . | . | . | 0 | 48.884 | 1.05 | 0.256 | 0 | 50.19 | 4994 | 42 | 13 | 0 | 5049 | 0 | 0 | 0 | 0 | 0
2024 | 5 | TX | 65610 | Ammper Power LLC | Preliminary | AC | 0 | 0.2 | 0 | 0 | 0.2 | 0 | 2 | 0 | 0 | 2 | 0 | 0 | 0 | 0 | 0 | 0 | 0 | 0 | 0 | 0 | 0 | 6.3 | 0 | 0 | 6.3 | 0 | 0 | 0 | 0 | 0 | 0 | 0 | 0 | 0 | 0 | 0 | 0 | 0 | 0 | 0 | 0 | 0 | 0 | 0 | 0 | 0 | 0 | 0 | 0 | 0 | 0 | 0 | 0 | 0 | 0 | 0 | 0 | 0 | 0 | 0 | 0 | 0 | 0 | 0 | 0 | 0 | 0 | 0 | 0 | 0 | 0 | 0.4 | 0 | 0 | 0.4 | 0 | 1 | 0 | 0 | 1 | 0 | 1.72 | 0 | 0 | 1.72 | NM | 0.6 | NM | 0 | 0.6 | 0 | 3 | 0 | 0 | 3 | 0 | 8.02 | 0 | 0 | 8.02
2024 | 5 | TX | 99999 | Adjustment 2024 | Preliminary |  | 352.896 | 113.71 | NM | . | 471.451 | . | . | . | . | . | . | . | . | . | 0 | . | . | . | . | . | . | . | . | . | . | . | . | . | . | 0 | . | . | . | . | . | . | . | . | . | . | . | . | . | . | 0 | . | . | . | . | . | . | . | . | . | . | . | . | . | . | . | . | . | . | . | . | . | . | . | . | . | . | . | . | . | . | . | . | . | . | . | . | . | . | . | . | 352.896 | 113.71 | NM | . | 471.451 | . | . | . | . | . | . | . | . | . | .
2024 | 5 | UT | 2010 | City of Bountiful | Preliminary | DC | 1.855 | 0.086 | . | . | 1.941 | 266 | 6 | . | . | 272 | . | . | . | . | 0 | . | . | . | . | 0 | . | . | . | . | 0 | . | . | . | . | 0 | . | . | . | . | 0 | . | . | . | . | 0 | . | . | . | . | 0 | . | . | . | . | 0 | . | . | . | . | 0 | . | . | . | . | 0 | . | . | . | . | 0 | . | . | . | . | 0 | . | . | . | . | 0 | . | . | . | . | 0 | . | . | . | . | 0 | 1.855 | 0.086 | NM | 0 | 1.941 | 266 | 6 | 0 | 0 | 272 | 0 | 0 | 0 | 0 | 0
2024 | 5 | UT | 11135 | City of Logan - (UT) | Preliminary | DC | 3.828 | 1.424 | 0 | 0 | 5.252 | 986 | 41 | 0 | 0 | 1027 | . | . | . | . | 0 | . | . | . | . | 0 | . | . | . | . | 0 | . | . | . | . | 0 | . | . | . | . | 0 | . | . | . | . | 0 | . | . | . | . | 0 | . | . | . | . | 0 | . | . | . | . | 0 | . | . | . | . | 0 | . | . | . | . | 0 | . | . | . | . | 0 | . | . | . | . | 0 | . | . | . | . | 0 | . | . | . | . | 0 | 3.828 | 1.424 | NM | 0 | 5.252 | 986 | 41 | 0 | 0 | 1027 | 0 | 0 | 0 | 0 | 0
2024 | 5 | UT | 12866 | Moon Lake Electric Assn Inc | Preliminary | AC | 0.639 | 0.046 | 0 | 0 | 0.685 | 80 | 4 | 0 | 0 | 84 | 0 | 0 | 0 | 0 | 0 | 0 | 0 | 0 | 0 | 0 | 0 | 0 | 0 | 0 | 0 | . | . | . | . | 0 | . | . | . | . | 0 | . | . | . | . | 0 | . | . | . | . | 0 | . | . | . | . | 0 | . | . | . | . | 0 | . | . | . | . | 0 | . | . | . | . | 0 | . | . | . | . | 0 | . | . | . | . | 0 | . | . | . | . | 0 | . | . | . | . | 0 | 0.639 | 0.046 | NM | 0 | 0.685 | 80 | 4 | 0 | 0 | 84 | 0 | 0 | 0 | 0 | 0
2024 | 5 | UT | 14354 | PacifiCorp | Preliminary | DC | 491.054 | 92.409 | 10.771 | 0 | 594.234 | 69151 | 1425 | 102 | 0 | 70678 | . | . | . | . | 0 | . | . | . | . | 0 | . | . | . | . | 0 | 56.933 | 1.536 | 0 | 0 | 58.469 | 6880 | 35 | 0 | 0 | 6915 | 142.207 | 3.569 | 0 | 0 | 145.776 | 0.054 | 0 | 0 | 0 | 0.054 | 5 | 0 | 0 | 0 | 5 | 0.123 | 0 | 0 | 0 | 0.123 | 0.15 | 0.031 | 0 | 0 | 0.181 | 45 | 9 | 0 | 0 | 54 | . | . | . | . | 0 | 0.117 | 0.363 | 0.011 | 0 | 0.491 | 19 | 11 | 2 | 0 | 32 | . | . | . | . | 0 | 491.321 | 92.803 | 10.782 | 0 | 594.906 | 69215 | 1445 | 104 | 0 | 70764 | 0 | 0 | 0 | 0 | 0
2024 | 5 | UT | 15444 | Provo City Corp | Preliminary | AC | 8.191 | 0.477 | 0 | 0 | 8.668 | 1193 | 20 | 0 | 0 | 1213 | . | . | . | . | 0 | . | . | . | . | 0 | 781.903 | 22.788 | 0 | 0 | 804.691 | . | . | . | . | 0 | . | . | . | . | 0 | . | . | . | . | 0 | . | . | . | . | 0 | . | . | . | . | 0 | . | . | . | . | 0 | . | . | . | . | 0 | . | . | . | . | 0 | . | . | . | . | 0 | . | . | . | . | 0 | . | . | . | . | 0 | . | . | . | . | 0 | 8.191 | 0.477 | NM | 0 | 8.668 | 1193 | 20 | 0 | 0 | 1213 | 781.903 | 22.788 | 0 | 0 | 804.691
2024 | 5 | UT | 17845 | City of Springville - (UT) | Preliminary | AC | 1.872 | 0.587 | . | . | 2.459 | 285 | 3 | . | . | 288 | . | . | . | . | 0 | . | . | . | . | 0 | . | . | . | . | 0 | . | . | . | . | 0 | . | . | . | . | 0 | . | . | . | . | 0 | . | . | . | . | 0 | . | . | . | . | 0 | . | . | . | . | 0 | 0.003 | . | . | . | 0.003 | 1 | . | . | . | 1 | . | . | . | . | 0 | . | . | . | . | 0 | . | . | . | . | 0 | . | . | . | . | 0 | 1.875 | 0.587 | NM | 0 | 2.462 | 286 | 3 | 0 | 0 | 289 | 0 | 0 | 0 | 0 | 0
2024 | 5 | UT | 17874 | City of St George | Preliminary | DC | 6.637 | 1.523 | 0 | 0 | 8.16 | 812 | 32 | 0 | 0 | 844 | . | . | . | . | 0 | . | . | . | . | 0 | . | . | . | . | 0 | . | . | . | . | 0 | . | . | . | . | 0 | . | . | . | . | 0 | . | . | . | . | 0 | . | . | . | . | 0 | . | . | . | . | 0 | . | . | . | . | 0 | . | . | . | . | 0 | . | . | . | . | 0 | . | . | . | . | 0 | . | . | . | . | 0 | . | . | . | . | 0 | 6.637 | 1.523 | NM | 0 | 8.16 | 812 | 32 | 0 | 0 | 844 | 0 | 0 | 0 | 0 | 0
2024 | 5 | UT | 18206 | Strawberry Electric Serv Dist | Preliminary | AC | 1.56 | 0.03 | . | . | 1.59 | 220 | 3 | . | . | 223 | . | . | . | . | 0 | . | . | . | . | 0 | 145.405 | 2.355 | . | . | 147.76 | . | . | . | . | 0 | . | . | . | . | 0 | . | . | . | . | 0 | . | . | . | . | 0 | . | . | . | . | 0 | . | . | . | . | 0 | 0.026 | . | . | . | 0.026 | 10 | . | . | . | 10 | 0 | . | . | . | 0 | . | . | . | . | 0 | . | . | . | . | 0 | . | . | . | . | 0 | 1.586 | 0.03 | NM | 0 | 1.616 | 230 | 3 | 0 | 0 | 233 | 145.405 | 2.355 | 0 | 0 | 147.76
2024 | 5 | UT | 99999 | Adjustment 2024 | Preliminary |  | -61.968 | -13.008 | -1.878 | 0 | -76.855 | . | . | . | . | . | . | . | . | . | 0 | . | . | . | . | . | . | . | . | . | . | -9.929 | -0.268 | 0 | 0 | -10.197 | . | . | . | . | . | . | . | . | . | . | -0.009 | 0 | 0 | 0 | -0.009 | . | . | . | . | . | . | . | . | . | . | . | . | . | . | . | . | . | . | . | . | . | . | . | . | . | . | . | . | . | . | . | . | . | . | . | . | . | . | . | . | -61.968 | -13.008 | -1.878 | 0 | -76.855 | . | . | . | . | . | . | . | . | . | .
2024 | 5 | VA | 84 | A & N Electric Coop | Preliminary | AC | 1.241 | 0.439 | 0 | 0 | 1.68 | 163 | 25 | 0 | . | 188 | 0 | 0 | 0 | 0 | 0 | 0 | 0 | 0 | 0 | 0 | 0 | 0 | 0 | 0 | 0 | 0 | 0 | 0 | 0 | 0 | 0 | 0 | 0 | 0 | 0 | 0 | 0 | 0 | 0 | 0 | 0 | 0 | 0 | 0 | 0 | 0 | 0 | 0 | 0 | 0 | 0 | 0 | 0 | 0 | 0 | 0.012 | 0.002 | 0 | 0 | 0.014 | 5 | 1 | 0 | 0 | 6 | 0 | 0 | 0 | 0 | 0 | 0 | 0 | 0 | 0 | 0 | 0 | 0 | 0 | 0 | 0 | 0 | 0 | 0 | 0 | 0 | 1.253 | 0.441 | NM | 0 | 1.694 | 168 | 26 | 0 | 0 | 194 | 0 | 0 | 0 | 0 | 0
2024 | 5 | VA | 733 | Appalachian Power Co | Preliminary | AC | 31.87 | 7.322 | 0.19 | . | 39.382 | 4325 | 168 | 6 | . | 4499 | . | 0.945 | . | . | 0.945 | . | 3 | . | . | 3 | 2452.5 | 427.401 | 6.199 | . | 2886.1 | 3.095 | 0.106 | . | . | 3.201 | 642 | 12 | . | . | 654 | 6.753 | 0.361 | . | . | 7.114 | . | 0.003 | . | . | 0.003 | . | 1 | . | . | 1 | . | 0.003 | . | . | 0.003 | 0.06 | 0.035 | . | . | 0.095 | 15 | 4 | . | . | 19 | 1.655 | 0.16 | . | . | 1.815 | . | 0.001 | . | . | 0.001 | . | 1 | . | . | 1 | . | 0 | . | . | 0 | 31.93 | 8.303 | 0.19 | 0 | 40.423 | 4340 | 176 | 6 | 0 | 4522 | 2454.155 | 427.561 | 6.199 | 0 | 2887.915
2024 | 5 | VA | 10171 | Kentucky Utilities Co | Preliminary | DC | 0.537 | 7.138 | 0 | 0 | 7.675 | 60 | 18 | 0 | 0 | 78 | . | . | . | . | 0 | . | . | . | . | 0 | 24.619 | 342.496 | 0 | 0 | 367.115 | 0.114 | . | . | . | 0.114 | 22 | . | . | . | 22 | 0 | . | . | . | 0 | . | . | . | . | 0 | . | . | . | . | 0 | . | . | . | . | 0 | . | . | . | . | 0 | . | . | . | . | 0 | . | . | . | . | 0 | . | . | . | . | 0 | . | . | . | . | 0 | . | . | . | . | 0 | 0.537 | 7.138 | NM | 0 | 7.675 | 60 | 18 | 0 | 0 | 78 | 24.619 | 342.496 | 0 | 0 | 367.115
2024 | 5 | VA | 17066 | Shenandoah Valley Elec Coop | Preliminary | AC | 9.6 | 4.949 | 3.802 | 0 | 18.351 | 1204 | 71 | 24 | 0 | 1299 | . | . | . | . | 0 | . | . | . | . | 0 | . | . | . | . | 0 | . | . | . | . | 0 | . | . | . | . | 0 | . | . | . | . | 0 | . | . | . | . | 0 | . | . | . | . | 0 | . | . | . | . | 0 | 0.034 | . | . | . | 0.034 | 8 | . | . | . | 8 | . | . | . | . | 0 | . | . | . | . | 0 | . | . | . | . | 0 | . | . | . | . | 0 | 9.634 | 4.949 | 3.802 | 0 | 18.385 | 1212 | 71 | 24 | 0 | 1307 | 0 | 0 | 0 | 0 | 0
2024 | 5 | VA | 19876 | Virginia Electric & Power Co | Preliminary | AC | 356.78 | 154.325 | 0.121 | . | 511.226 | 48692 | 1086 | 8 | . | 49786 | . | . | . | . | 0 | . | . | . | . | 0 | . | . | . | . | 0 | . | . | . | . | 0 | . | . | . | . | 0 | . | . | . | . | 0 | . | . | . | . | 0 | . | . | . | . | 0 | . | . | . | . | 0 | 0.078 | 0.112 | . | . | 0.19 | 29 | 10 | . | . | 39 | . | . | . | . | 0 | . | . | . | . | 0 | . | . | . | . | 0 | . | . | . | . | 0 | 356.858 | 154.437 | 0.121 | 0 | 511.416 | 48721 | 1096 | 8 | 0 | 49825 | 0 | 0 | 0 | 0 | 0
2024 | 5 | VA | 19882 | Virginia Tech Electric Service | Preliminary | AC | 0.469 | 0.145 | 0 | 0 | 0.614 | 84 | 5 | 0 | 0 | 89 | 0 | 0 | 0 | 0 | 0 | 0 | 0 | 0 | 0 | 0 | 0 | 0 | 0 | 0 | 0 | 0 | 0 | 0 | 0 | 0 | 0 | 0 | 0 | 0 | 0 | 0 | 0 | 0 | 0 | 0 | 0 | 0 | 0 | 0 | 0 | 0 | 0 | 0 | 0 | 0 | 0 | 0 | 0 | 0 | 0 | 0 | 0 | 0 | 0 | 0 | 0 | 0 | 0 | 0 | 0 | 0 | 0 | 0 | 0 | 0 | 0 | 0 | 0 | 0 | 0 | 0 | 0 | 0 | 0 | 0 | 0 | 0 | 0 | 0 | 0 | 0.469 | 0.145 | NM | 0 | 0.614 | 84 | 5 | 0 | 0 | 89 | 0 | 0 | 0 | 0 | 0
2024 | 5 | VA | 40228 | Rappahannock Electric Coop | Preliminary | AC | 24.394 | 6.202 | . | . | 30.596 | 3139 | 91 | . | . | 3230 | . | . | . | . | 0 | . | . | . | . | 0 | . | . | . | . | 0 | . | . | . | . | 0 | . | . | . | . | 0 | . | . | . | . | 0 | . | . | . | . | 0 | . | . | . | . | 0 | . | . | . | . | 0 | 0.022 | . | . | . | 0.022 | 6 | . | . | . | 6 | . | . | . | . | 0 | . | 0.839 | . | . | 0.839 | . | 1 | . | . | 1 | . | . | . | . | 0 | 24.416 | 7.041 | NM | 0 | 31.457 | 3145 | 92 | 0 | 0 | 3237 | 0 | 0 | 0 | 0 | 0
2024 | 5 | VA | 99999 | Adjustment 2024 | Preliminary |  | 39.811 | 4.199 | 0.015 | 0 | 44.025 | . | . | . | . | . | . | . | . | . | 0 | . | . | . | . | . | . | . | . | . | . | -0.02 | . | . | . | -0.02 | . | . | . | . | . | . | . | . | . | . | . | . | . | . | 0 | . | . | . | . | . | . | . | . | . | . | . | . | . | . | . | . | . | . | . | . | . | . | . | . | . | . | . | . | . | . | . | . | . | . | . | . | . | . | . | . | 39.811 | 4.199 | 0.015 | 0 | 44.025 | . | . | . | . | . | . | . | . | . | .
2024 | 5 | VT | 2548 | City of Burlington Electric - (VT) | Preliminary | AC | 1.735 | 0.426 | 0.038 | 0 | 2.199 | 319 | 23 | 1 | 0 | 343 | 0.175 | 3.581 | 0 | 0 | 3.756 | 69 | 87 | 0 | 0 | 156 | 144.828 | 504.541 | 0 | 0 | 649.369 | . | . | . | . | 0 | . | . | . | . | 0 | . | . | . | . | 0 | . | . | . | . | 0 | . | . | . | . | 0 | . | . | . | . | 0 | 0 | 0.01 | 0 | 0 | 0.01 | 0 | 1 | 0 | 0 | 1 | . | . | . | . | 0 | . | . | . | . | 0 | . | . | . | . | 0 | . | . | . | . | 0 | 1.91 | 4.017 | 0.038 | 0 | 5.965 | 388 | 111 | 1 | 0 | 500 | 144.828 | 504.541 | 0 | 0 | 649.369
2024 | 5 | VT | 7601 | Green Mountain Power Corp | Preliminary | AC | 75.987 | 55.419 | 0.197 | 0 | 131.603 | 6250 | 554 | 4 | 0 | 6808 | . | . | . | . | 0 | . | . | . | . | 0 | . | . | . | . | 0 | . | . | . | . | 0 | . | . | . | . | 0 | . | . | . | . | 0 | . | . | . | . | 0 | . | . | . | . | 0 | . | . | . | . | 0 | 0.192 | . | . | . | 0.192 | 14 | . | . | . | 14 | . | . | . | . | 0 | 0.916 | 0.22 | . | . | 1.136 | 55 | 2 | . | . | 57 | . | . | . | . | 0 | 77.095 | 55.639 | 0.197 | 0 | 132.931 | 6319 | 556 | 4 | 0 | 6879 | 0 | 0 | 0 | 0 | 0
2024 | 5 | VT | 19791 | Vermont Electric Cooperative, Inc | Preliminary | AC | 20.04 | 1.634 | 0 | 0 | 21.674 | 2465 | 28 | 0 | 0 | 2493 | 1.666 | 7.756 | 0 | 0 | 9.422 | 108 | 52 | 0 | 0 | 160 | . | . | . | . | 0 | . | . | . | . | 0 | . | . | . | . | 0 | . | . | . | . | 0 | . | . | . | . | 0 | . | . | . | . | 0 | . | . | . | . | 0 | 0.159 | 0.071 | 0 | 0 | 0.23 | 29 | 5 | 0 | 0 | 34 | . | 0 | . | . | 0 | 0.009 | 0.282 | 0 | 0 | 0.291 | 1 | 2 | 0 | 0 | 3 | . | . | . | . | 0 | 21.874 | 9.743 | NM | 0 | 31.617 | 2603 | 87 | 0 | 0 | 2690 | 0 | 0 | 0 | 0 | 0
2024 | 5 | VT | 99999 | Adjustment 2024 | Preliminary |  | 22.849 | NM | NM | . | 33.294 | . | . | . | . | . | . | . | . | . | . | . | . | . | . | . | . | . | . | . | . | . | . | . | . | . | . | . | . | . | . | . | . | . | . | . | . | . | . | . | . | . | . | . | . | . | . | . | . | . | . | . | . | . | . | . | . | . | . | . | . | . | . | . | . | . | . | . | . | . | . | . | . | . | . | . | . | . | . | . | . | 22.849 | NM | NM | . | 33.294 | . | . | . | . | . | . | . | . | . | .
2024 | 5 | WA | 3660 | PUD No 1 of Clark County - (WA) | Preliminary | AC | 20.802 | 0.915 | . | . | 21.717 | 2867 | 37 | . | . | 2904 | 0.919 | 0.182 | . | . | 1.101 | 911 | 19 | . | . | 930 | 1738.33 | 67 | . | . | 1805.33 | 1.327 | 0.007 | . | . | 1.334 | 148 | 1 | . | . | 149 | 3.204 | 0.02 | . | . | 3.224 | 0.03 | . | . | . | 0.03 | 3 | . | . | . | 3 | 0.081 | . | . | . | 0.081 | 0.066 | 0.002 | . | . | 0.068 | 4 | 1 | . | . | 5 | 0.94 | . | . | . | 0.94 | 0.016 | . | . | . | 0.016 | 1 | . | . | . | 1 | 0.62 | . | . | . | 0.62 | 21.803 | 1.099 | NM | 0 | 22.902 | 3783 | 57 | 0 | 0 | 3840 | 1739.89 | 67 | 0 | 0 | 1806.89
2024 | 5 | WA | 4442 | PUD No 1 of Cowlitz County | Preliminary | AC | 4.781 | 0.012 | . | . | 4.793 | 519 | 2 | . | . | 521 | 0.059 | . | . | . | 0.059 | 78 | . | . | . | 78 | . | . | . | . | 0 | 0.149 | . | . | . | 0.149 | 12 | . | . | . | 12 | 0.186 | . | . | . | 0.186 | . | . | . | . | 0 | . | . | . | . | 0 | . | . | . | . | 0 | 0.007 | . | . | . | 0.007 | 3 | . | . | . | 3 | . | . | . | . | 0 | 0.004 | . | . | . | 0.004 | 1 | . | . | . | 1 | . | . | . | . | 0 | 4.851 | 0.012 | NM | 0 | 4.863 | 601 | 2 | 0 | 0 | 603 | 0 | 0 | 0 | 0 | 0
2024 | 5 | WA | 14354 | PacifiCorp | Preliminary | DC | 30.101 | 8.728 | 1.006 | 0 | 39.835 | 2726 | 230 | 21 | 0 | 2977 | . | . | . | . | 0 | . | . | . | . | 0 | . | . | . | . | 0 | 0.628 | 0.008 | 0 | 0 | 0.636 | 58 | 1 | 0 | 0 | 59 | 0.889 | 0.019 | 0 | 0 | 0.908 | . | . | . | . | 0 | . | . | . | . | 0 | . | . | . | . | 0 | 0.03 | 0 | 0 | 0 | 0.03 | 4 | 0 | 0 | 0 | 4 | . | . | . | . | 0 | . | . | . | . | 0 | . | . | . | . | 0 | . | . | . | . | 0 | 30.131 | 8.728 | 1.006 | 0 | 39.865 | 2730 | 230 | 21 | 0 | 2981 | 0 | 0 | 0 | 0 | 0
2024 | 5 | WA | 15500 | Puget Sound Energy Inc | Preliminary | AC | 159.484 | 24.715 | 0.332 | 0 | 184.531 | 21693 | 1317 | 8 | 0 | 23018 | 0 | 0 | 0 | 0 | 0 | 0 | 0 | 0 | 0 | 0 | 0 | 0 | 0 | 0 | 0 | 10.294 | 0.214 | 0 | 0 | 10.508 | 1500 | 54 | 0 | 0 | 1554 | 20.786 | 0.494 | 0 | 0 | 21.28 | 0 | 0 | 0 | 0 | 0 | 0 | 0 | 0 | 0 | 0 | 0 | 0 | 0 | 0 | 0 | 0.058 | 0.016 | 0 | 0 | 0.074 | 20 | 7 | 0 | 0 | 27 | 0 | 0 | 0 | 0 | 0 | 0.116 | 0.223 | 0.014 | 0 | 0.353 | 15 | 7 | 1 | 0 | 23 | 0 | 0 | 0 | 0 | 0 | 159.658 | 24.954 | 0.346 | 0 | 184.958 | 21728 | 1331 | 9 | 0 | 23068 | 0 | 0 | 0 | 0 | 0
2024 | 5 | WA | 16868 | City of Seattle - (WA) | Preliminary | DC | 52.469 | 8.749 | . | . | 61.218 | 7179 | 438 | . | . | 7617 | . | . | . | . | 0 | . | . | . | . | 0 | . | . | . | . | 0 | 1.715 | 0.022 | . | . | 1.737 | 76 | 2 | . | . | 78 | . | . | . | . | 0 | . | . | . | . | 0 | . | . | . | . | 0 | . | . | . | . | 0 | . | . | . | . | 0 | . | . | . | . | 0 | . | . | . | . | 0 | . | . | . | . | 0 | . | . | . | . | 0 | . | . | . | . | 0 | 52.469 | 8.749 | NM | 0 | 61.218 | 7179 | 438 | 0 | 0 | 7617 | 0 | 0 | 0 | 0 | 0
2024 | 5 | WA | 17470 | PUD No 1 of Snohomish County | Preliminary | DC | 38.823 | 4.746 | . | . | 43.569 | 4442 | 178 | . | . | 4620 | . | . | . | . | 0 | . | . | . | . | 0 | . | . | . | . | 0 | 0.903 | . | . | . | 0.903 | 313 | . | . | . | 313 | 5.926 | . | . | . | 5.926 | . | . | . | . | 0 | . | . | . | . | 0 | . | . | . | . | 0 | 0.01 | 0 | . | . | 0.01 | 4 | 0 | . | . | 4 | . | . | . | . | 0 | . | . | . | . | 0 | . | . | . | . | 0 | . | . | . | . | 0 | 38.833 | 4.746 | NM | 0 | 43.579 | 4446 | 178 | 0 | 0 | 4624 | 0 | 0 | 0 | 0 | 0
2024 | 5 | WA | 18429 | City of Tacoma - (WA) | Preliminary | AC | 17.29 | 1.065 | . | . | 18.355 | 2608 | 66 | . | . | 2674 | . | . | . | . | 0 | . | . | . | . | 0 | . | . | . | . | 0 | . | . | . | . | 0 | . | . | . | . | 0 | . | . | . | . | 0 | . | . | . | . | 0 | . | . | . | . | 0 | . | . | . | . | 0 | . | . | . | . | 0 | . | . | . | . | 0 | . | . | . | . | 0 | . | . | . | . | 0 | . | . | . | . | 0 | . | . | . | . | 0 | 17.29 | 1.065 | NM | 0 | 18.355 | 2608 | 66 | 0 | 0 | 2674 | 0 | 0 | 0 | 0 | 0
2024 | 5 | WA | 20169 | Avista Corp | Preliminary | AC | 28.5 | 3.98 | . | . | 32.48 | 3793 | 201 | . | . | 3994 | . | . | . | . | 0 | . | . | . | . | 0 | . | . | . | . | 0 | . | . | . | . | 0 | . | . | . | . | 0 | . | . | . | . | 0 | . | . | . | . | 0 | . | . | . | . | 0 | . | . | . | . | 0 | 0.066 | . | . | . | 0.066 | 10 | . | . | . | 10 | . | . | . | . | 0 | 0.097 | . | . | . | 0.097 | 11 | . | . | . | 11 | . | . | . | . | 0 | 28.663 | 3.98 | NM | 0 | 32.643 | 3814 | 201 | 0 | 0 | 4015 | 0 | 0 | 0 | 0 | 0
2024 | 5 | WA | 99999 | Adjustment 2024 | Preliminary |  | 38.986 | 0.344 | -0.165 | 0 | 39.165 | . | . | . | . | . | . | . | . | . | 0 | . | . | . | . | . | . | . | . | . | . | -0.566 | -0.005 | 0 | 0 | -0.571 | . | . | . | . | . | . | . | . | . | . | . | . | . | . | 0 | . | . | . | . | . | . | . | . | . | . | . | . | . | . | . | . | . | . | . | . | . | . | . | . | . | . | . | . | . | . | . | . | . | . | . | . | . | . | . | . | 38.986 | 0.344 | -0.165 | 0 | 39.165 | . | . | . | . | . | . | . | . | . | .
2024 | 5 | WI | 4715 | Dahlberg Light & Power Co | Preliminary | AC | 0.411 | 0.123 | . | . | 0.534 | 58 | 2 | . | . | 60 | . | . | . | . | 0 | . | . | . | . | 0 | 13.347 | 0 | . | . | 13.347 | . | . | . | . | 0 | . | . | . | . | 0 | . | . | . | . | 0 | . | . | . | . | 0 | . | . | . | . | 0 | . | . | . | . | 0 | . | . | . | . | 0 | . | . | . | . | 0 | . | . | . | . | 0 | . | . | . | . | 0 | . | . | . | . | 0 | . | . | . | . | 0 | 0.411 | 0.123 | NM | 0 | 0.534 | 58 | 2 | 0 | 0 | 60 | 13.347 | 0 | 0 | 0 | 13.347
2024 | 5 | WI | 5574 | East Central Energy | Preliminary | AC | 0.31 | 0.02 | 0 | 0 | 0.33 | 37 | 1 | 0 | 0 | 38 | . | . | . | . | 0 | . | . | . | . | 0 | 14.35 | 0 | 0 | 0 | 14.35 | . | . | . | . | 0 | . | . | . | . | 0 | . | . | . | . | 0 | . | . | . | . | 0 | . | . | . | . | 0 | . | . | . | . | 0 | 0.022 | 0 | 0 | 0 | 0.022 | 2 | 0 | 0 | 0 | 2 | 0 | 0 | 0 | 0 | 0 | . | . | . | . | 0 | . | . | . | . | 0 | . | . | . | . | 0 | 0.332 | 0.02 | NM | 0 | 0.352 | 39 | 1 | 0 | 0 | 40 | 14.35 | 0 | 0 | 0 | 14.35
2024 | 5 | WI | 11479 | Madison Gas & Electric Co | Preliminary | AC | 14.824 | 37.106 | . | . | 51.93 | 2370 | 317 | . | . | 2687 | . | . | . | . | 0 | . | . | . | . | 0 | 1482.107 | 1034.544 | . | . | 2516.651 | . | . | . | . | 0 | . | . | . | . | 0 | . | . | . | . | 0 | . | . | . | . | 0 | . | . | . | . | 0 | . | . | . | . | 0 | 0.04 | 0.02 | . | . | 0.06 | 4 | 1 | . | . | 5 | 1.218 | 0 | . | . | 1.218 | . | 0.4 | . | . | 0.4 | . | 1 | . | . | 1 | . | . | . | . | 0 | 14.864 | 37.526 | NM | 0 | 52.39 | 2374 | 319 | 0 | 0 | 2693 | 1483.325 | 1034.544 | 0 | 0 | 2517.869
2024 | 5 | WI | 13697 | North Central Power Co Inc | Preliminary | AC | 0.466 | . | . | . | 0.466 | 51 | . | . | . | 51 | 0 | . | . | . | 0 | 0 | . | . | . | 0 | 11.314 | . | . | . | 11.314 | . | . | . | . | 0 | . | . | . | . | 0 | . | . | . | . | 0 | . | . | . | . | 0 | . | . | . | . | 0 | . | . | . | . | 0 | . | . | . | . | 0 | . | . | . | . | 0 | . | . | . | . | 0 | . | . | . | . | 0 | . | . | . | . | 0 | . | . | . | . | 0 | 0.466 | NM | NM | 0 | 0.466 | 51 | 0 | 0 | 0 | 51 | 11.314 | 0 | 0 | 0 | 11.314
2024 | 5 | WI | 13780 | Northern States Power Co | Preliminary | AC | 3.176 | 1.102 | . | . | 4.278 | 420 | 42 | . | . | 462 | 0.305 | 2.695 | . | . | 3 | 100 | 49 | . | . | 149 | . | . | . | . | 0 | . | . | . | . | 0 | . | . | . | . | 0 | . | . | . | . | 0 | . | . | . | . | 0 | . | . | . | . | 0 | . | . | . | . | 0 | . | . | . | . | 0 | . | . | . | . | 0 | . | . | . | . | 0 | . | . | . | . | 0 | . | . | . | . | 0 | . | . | . | . | 0 | 3.481 | 3.797 | NM | 0 | 7.278 | 520 | 91 | 0 | 0 | 611 | 0 | 0 | 0 | 0 | 0
2024 | 5 | WI | 13815 | Northwestern Wisconsin Elec Co | Preliminary | AC | 0.652 | 0.208 | 0 | 0 | 0.86 | 87 | 12 | 0 | 0 | 99 | . | . | . | . | 0 | . | . | . | . | 0 | 21.081 | 5.381 | 0 | 0 | 26.462 | . | . | . | . | 0 | . | . | . | . | 0 | . | . | . | . | 0 | . | . | . | . | 0 | . | . | . | . | 0 | . | . | . | . | 0 | 0.02 | 0.04 | 0 | 0 | 0.06 | 1 | 2 | 0 | 0 | 3 | 0 | 0 | 0 | 0 | 0 | . | . | . | . | 0 | . | . | . | . | 0 | . | . | . | . | 0 | 0.672 | 0.248 | NM | 0 | 0.92 | 88 | 14 | 0 | 0 | 102 | 21.081 | 5.381 | 0 | 0 | 26.462
2024 | 5 | WI | 20847 | Wisconsin Electric Power Co | Preliminary | AC | 34.637 | 15.311 | 7.684 | . | 57.632 | 5130 | 364 | 68 | . | 5562 | . | . | . | . | 0 | . | . | . | . | 0 | . | . | . | . | 0 | 0.734 | . | . | . | 0.734 | 87 | . | . | . | 87 | . | . | . | . | 0 | . | . | . | . | 0 | . | . | . | . | 0 | . | . | . | . | 0 | 0.354 | 0.426 | 0.013 | . | 0.793 | 25 | 6 | 1 | . | 32 | . | . | . | . | 0 | 0.005 | 0.027 | . | . | 0.032 | 1 | 3 | . | . | 4 | . | . | . | . | 0 | 34.996 | 15.764 | 7.697 | 0 | 58.457 | 5156 | 373 | 69 | 0 | 5598 | 0 | 0 | 0 | 0 | 0
2024 | 5 | WI | 20856 | Wisconsin Power & Light Co | Preliminary | AC | 29.811 | 6.736 | 0.045 | . | 36.592 | 4346 | 556 | 5 | . | 4907 | . | . | . | . | 0 | . | . | . | . | 0 | . | . | . | . | 0 | . | . | . | . | 0 | . | . | . | . | 0 | . | . | . | . | 0 | . | . | . | . | 0 | . | . | . | . | 0 | . | . | . | . | 0 | 0.241 | 0.179 | . | . | 0.42 | 29 | 18 | . | . | 47 | . | . | . | . | 0 | 0.02 | 0.25 | . | . | 0.27 | 1 | 15 | . | . | 16 | . | . | . | . | 0 | 30.072 | 7.165 | 0.045 | 0 | 37.282 | 4376 | 589 | 5 | 0 | 4970 | 0 | 0 | 0 | 0 | 0
2024 | 5 | WI | 20860 | Wisconsin Public Service Corp | Preliminary | AC | 12.627 | 16.123 | . | . | 28.75 | 1635 | 329 | . | . | 1964 | . | . | . | . | 0 | . | . | . | . | 0 | . | . | . | . | 0 | 0.36 | 0.602 | . | . | 0.962 | 39 | 6 | . | . | 45 | . | . | . | . | 0 | . | . | . | . | 0 | . | . | . | . | 0 | . | . | . | . | 0 | 0.441 | 0.511 | . | . | 0.952 | 39 | 15 | . | . | 54 | . | . | . | . | 0 | 0.01 | 4.23 | . | . | 4.24 | 1 | 6 | . | . | 7 | . | . | . | . | 0 | 13.078 | 20.864 | NM | 0 | 33.942 | 1675 | 350 | 0 | 0 | 2025 | 0 | 0 | 0 | 0 | 0
2024 | 5 | WI | 99999 | Adjustment 2024 | Preliminary |  | 54.481 | 13.376 | 0.607 | . | 68.464 | . | . | . | . | . | . | . | . | . | . | . | . | . | . | . | . | . | . | . | . | . | . | . | . | . | . | . | . | . | . | . | . | . | . | . | . | . | . | . | . | . | . | . | . | . | . | . | . | . | . | . | . | . | . | . | . | . | . | . | . | . | . | . | . | . | . | . | . | . | . | . | . | . | . | . | . | . | . | . | . | 54.481 | 13.376 | 0.607 | . | 68.464 | . | . | . | . | . | . | . | . | . | .
2024 | 5 | WV | 733 | Appalachian Power Co | Preliminary | AC | 12.431 | 1.406 | 0.483 | . | 14.32 | 1392 | 74 | 3 | . | 1469 | 0.373 | 0.377 | 0.121 | . | 0.871 | 35 | 24 | 1 | . | 60 | 1152.7 | 116.048 | 40.435 | . | 1309.183 | 1.195 | 0.015 | . | . | 1.21 | 230 | 2 | . | . | 232 | 3.033 | 0.024 | . | . | 3.057 | . | . | . | . | 0 | . | . | . | . | 0 | . | . | . | . | 0 | 0.026 | 0.003 | . | . | 0.029 | 5 | 1 | . | . | 6 | 0.002 | 0 | . | . | 0.002 | . | . | . | . | 0 | . | . | . | . | 0 | . | . | . | . | 0 | 12.83 | 1.786 | 0.604 | 0 | 15.22 | 1432 | 99 | 4 | 0 | 1535 | 1152.702 | 116.048 | 40.435 | 0 | 1309.185
2024 | 5 | WV | 12796 | Monongahela Power Co | Preliminary | AC | 6.032 | 2.941 | 0.521 | 0 | 9.494 | 747 | 80 | 4 | 0 | 831 | 0.337 | 0.363 | 0 | 0 | 0.7 | 27 | 18 | 0 | 0 | 45 | 0 | 0 | 0 | 0 | 0 | 1.129 | 0.065 | 0 | 0 | 1.194 | 136 | 5 | 0 | 0 | 141 | 0 | 0 | 0 | 0 | 0 | 0 | 0 | 0 | 0 | 0 | 0 | 0 | 0 | 0 | 0 | 0 | 0 | 0 | 0 | 0 | 0.034 | 0.001 | 0 | 0 | 0.035 | 11 | 1 | 0 | 0 | 12 | 0 | 0 | 0 | 0 | 0 | 0 | 0 | 0 | 0 | 0 | 0 | 0 | 0 | 0 | 0 | 0 | 0 | 0 | 0 | 0 | 6.403 | 3.305 | 0.521 | 0 | 10.229 | 785 | 99 | 4 | 0 | 888 | 0 | 0 | 0 | 0 | 0
2024 | 5 | WV | 15263 | The Potomac Edison Company | Preliminary | AC | 8.166 | 2.204 | 0.053 | 0 | 10.423 | 917 | 54 | 1 | 0 | 972 | 0.187 | 0.748 | 0 | 0 | 0.935 | 13 | 9 | 0 | 0 | 22 | 0 | 0 | 0 | 0 | 0 | 2.085 | 0.015 | 0 | 0 | 2.1 | 165 | 1 | 0 | 0 | 166 | 0 | 0 | 0 | 0 | 0 | 0 | 0 | 0 | 0 | 0 | 0 | 0 | 0 | 0 | 0 | 0 | 0 | 0 | 0 | 0 | 0.016 | 0.005 | 0 | 0 | 0.021 | 7 | 2 | 0 | 0 | 9 | 0 | 0 | 0 | 0 | 0 | 0 | 0 | 0 | 0 | 0 | 0 | 0 | 0 | 0 | 0 | 0 | 0 | 0 | 0 | 0 | 8.369 | 2.957 | 0.053 | 0 | 11.379 | 937 | 65 | 1 | 0 | 1003 | 0 | 0 | 0 | 0 | 0
2024 | 5 | WV | 20521 | Wheeling Power Co | Preliminary | AC | 0.983 | 0.485 | 0.563 | . | 2.031 | 107 | 5 | 2 | . | 114 | . | 0.05 | . | . | 0.05 | . | 1 | . | . | 1 | 84.137 | 39.597 | 0.3 | . | 124.034 | 0.096 | . | . | . | 0.096 | 19 | . | . | . | 19 | 0.229 | . | . | . | 0.229 | . | . | . | . | 0 | . | . | . | . | 0 | . | . | . | . | 0 | 0.012 | . | . | . | 0.012 | 2 | . | . | . | 2 | 0.091 | . | . | . | 0.091 | . | . | . | . | 0 | . | . | . | . | 0 | . | . | . | . | 0 | 0.995 | 0.535 | 0.563 | 0 | 2.093 | 109 | 6 | 2 | 0 | 117 | 84.228 | 39.597 | 0.3 | 0 | 124.125
2024 | 5 | WV | 99999 | Adjustment 2024 | Preliminary |  | 0.203 | . | . | . | 0.203 | . | . | . | . | . | . | . | . | . | . | . | . | . | . | . | . | . | . | . | . | . | . | . | . | . | . | . | . | . | . | . | . | . | . | . | . | . | . | . | . | . | . | . | . | . | . | . | . | . | . | . | . | . | . | . | . | . | . | . | . | . | . | . | . | . | . | . | . | . | . | . | . | . | . | . | . | . | . | . | . | 0.203 | . | . | . | 0.203 | . | . | . | . | . | . | . | . | . | .
2024 | 5 | WY | 3461 | Cheyenne Light Fuel & Power | Preliminary | DC | 7.664 | 0.152 | 0 | 0 | 7.816 | 1048 | 15 | 0 | 0 | 1063 | . | . | . | . | 0 | . | . | . | . | 0 | . | . | . | . | 0 | . | . | . | . | 0 | . | . | . | . | 0 | . | . | . | . | 0 | . | . | . | . | 0 | . | . | . | . | 0 | . | . | . | . | 0 | 0.266 | 0.044 | 0 | 0 | 0.31 | 103 | 3 | 0 | 0 | 106 | . | . | . | . | 0 | . | . | . | . | 0 | . | . | . | . | 0 | . | . | . | . | 0 | 7.93 | 0.196 | NM | 0 | 8.126 | 1151 | 18 | 0 | 0 | 1169 | 0 | 0 | 0 | 0 | 0
2024 | 5 | WY | 7222 | City of Gillette - (WY) | Preliminary | AC | 0.307 | 0 | 0 | 0 | 0.307 | 23 | 0 | 0 | 0 | 23 | . | . | . | . | 0 | . | . | . | . | 0 | . | . | . | . | 0 | . | . | . | . | 0 | . | . | . | . | 0 | . | . | . | . | 0 | . | . | . | . | 0 | . | . | . | . | 0 | . | . | . | . | 0 | . | . | . | . | 0 | . | . | . | . | 0 | . | . | . | . | 0 | . | . | . | . | 0 | . | . | . | . | 0 | . | . | . | . | 0 | 0.307 | NM | NM | 0 | 0.307 | 23 | 0 | 0 | 0 | 23 | 0 | 0 | 0 | 0 | 0
2024 | 5 | WY | 8566 | High Plains Power Inc | Preliminary | AC | 1.05 | 0.061 | 0 | 0 | 1.111 | 119 | 6 | 0 | 0 | 125 | . | . | . | . | 0 | . | . | . | . | 0 | . | . | . | . | 0 | . | . | . | . | 0 | . | . | . | . | 0 | . | . | . | . | 0 | . | . | . | . | 0 | . | . | . | . | 0 | . | . | . | . | 0 | 0.009 | 0.025 | 0 | 0 | 0.034 | 2 | 5 | 0 | 0 | 7 | . | . | 0 | . | 0 | . | . | . | . | 0 | . | . | . | . | 0 | . | . | . | . | 0 | 1.059 | 0.086 | NM | 0 | 1.145 | 121 | 11 | 0 | 0 | 132 | 0 | 0 | 0 | 0 | 0
2024 | 5 | WY | 11273 | Lower Valley Energy Inc | Preliminary | AC | 0.936 | 0.422 | 0.231 | . | 1.589 | 120 | 19 | 8 | . | 147 | . | . | . | . | 0 | . | . | . | . | 0 | . | . | . | . | 0 | . | . | . | . | 0 | . | . | . | . | 0 | . | . | . | . | 0 | . | . | . | . | 0 | . | . | . | . | 0 | . | . | . | . | 0 | . | 0.025 | . | . | 0.025 | . | 2 | . | . | 2 | . | . | . | . | 0 | . | . | . | . | 0 | . | . | . | . | 0 | . | . | . | . | 0 | 0.936 | 0.447 | 0.231 | 0 | 1.614 | 120 | 21 | 8 | 0 | 149 | 0 | 0 | 0 | 0 | 0
2024 | 5 | WY | 12199 | Montana-Dakota Utilities Co | Preliminary | AC | 1.037 | 0.163 | . | . | 1.2 | 149 | 14 | . | . | 163 | . | . | . | . | 0 | . | . | . | . | 0 | . | . | . | . | 0 | 0.12 | . | . | . | 0.12 | 17 | . | . | . | 17 | . | . | . | . | 0 | . | . | . | . | 0 | . | . | . | . | 0 | . | . | . | . | 0 | 0.004 | . | . | . | 0.004 | 2 | . | . | . | 2 | . | . | . | . | 0 | . | 0.24 | . | . | 0.24 | . | 1 | . | . | 1 | . | . | . | . | 0 | 1.041 | 0.403 | NM | 0 | 1.444 | 151 | 15 | 0 | 0 | 166 | 0 | 0 | 0 | 0 | 0
2024 | 5 | WY | 14354 | PacifiCorp | Preliminary | DC | 5.465 | 1.26 | 0.049 | 0 | 6.774 | 726 | 83 | 2 | 0 | 811 | . | . | . | . | 0 | . | . | . | . | 0 | . | . | . | . | 0 | 0.999 | 0.166 | 0 | 0 | 1.165 | 80 | 6 | 0 | 0 | 86 | 1.3 | 0.265 | 0 | 0 | 1.565 | . | . | . | . | 0 | . | . | . | . | 0 | . | . | . | . | 0 | 0.183 | 0.101 | 0 | 0 | 0.284 | 53 | 14 | 0 | 0 | 67 | . | . | . | . | 0 | 0.034 | 0.021 | 0 | 0 | 0.055 | 8 | 3 | 0 | 0 | 11 | . | . | . | . | 0 | 5.682 | 1.382 | 0.049 | 0 | 7.113 | 787 | 100 | 2 | 0 | 889 | 0 | 0 | 0 | 0 | 0
2024 | 5 | WY | 19156 | Powder River Energy Corp | Preliminary | AC | 1.241 | 0.062 | 0.104 | 0 | 1.407 | 108 | 3 | 10 | 0 | 121 | . | . | . | . | 0 | . | . | . | . | 0 | . | . | . | . | 0 | . | . | . | . | 0 | . | . | . | . | 0 | . | . | . | . | 0 | . | . | . | . | 0 | . | . | . | . | 0 | . | . | . | . | 0 | 0.025 | 0.01 | 0 | 0 | 0.035 | 8 | 1 | 0 | 0 | 9 | . | . | . | . | 0 | . | . | . | . | 0 | . | . | . | . | 0 | . | . | . | . | 0 | 1.266 | 0.072 | 0.104 | 0 | 1.442 | 116 | 4 | 10 | 0 | 130 | 0 | 0 | 0 | 0 | 0
2024 | 5 | WY | 27058 | High West Energy, Inc | Preliminary | DC | 0.436 | . | . | . | 0.436 | 218 | . | . | . | 218 | . | . | . | . | 0 | . | . | . | . | 0 | . | . | . | . | 0 | . | . | . | . | 0 | . | . | . | . | 0 | . | . | . | . | 0 | . | . | . | . | 0 | . | . | . | . | 0 | . | . | . | . | 0 | 0.06 | . | 0.004 | . | 0.064 | 30 | . | 1 | . | 31 | . | . | . | . | 0 | . | . | . | . | 0 | . | . | . | . | 0 | . | . | . | . | 0 | 0.496 | NM | 0.004 | 0 | 0.5 | 248 | 0 | 1 | 0 | 249 | 0 | 0 | 0 | 0 | 0
2024 | 5 | WY | 99999 | Adjustment 2024 | Preliminary |  | -0.633 | -0.009 | NM | 0 | -0.527 | . | . | . | . | . | . | . | . | . | 0 | . | . | . | . | . | . | . | . | . | . | -0.174 | -0.029 | 0 | 0 | -0.203 | . | . | . | . | . | . | . | . | . | . | . | . | . | . | 0 | . | . | . | . | . | . | . | . | . | . | . | . | . | . | . | . | . | . | . | . | . | . | . | . | . | . | . | . | . | . | . | . | . | . | . | . | . | . | . | . | -0.633 | -0.009 | NM | 0 | -0.527 | . | . | . | . | . | . | . | . | . | .
Note: In August 2023 the collection of storage data was discontinued and PV paired and PV non-paired battery data began. NM = Not Meaningful due to large relative standard error. Data is reported as collected. All Technologies does not include batteries. Adjustments add capacity for non-respondents and remove capacity lost in conversion from DC to AC. The adjusted capacity values reported in the adjustments are for net metering and virtual net metering < 1 MW combined. Some utilities reclassified net metering as non net metering distributed, or vice versa. Source: U.S. Energy Information Administration, Form EIA-861M, 'Monthly Electric Power Industry Report.'

## EIA_861_Net_Metering_2023
Utility Characteristics |  |  |  |  | Photovoltaic | [35 empty] | Battery | [29 empty] | Wind | [14 empty] | Other | [14 empty] | All Technologies
[5 empty] | Capacity MW | [5 empty] | Installations |  |  |  |  | Energy Sold Back MWh |  |  |  |  | Virtual Capacity- 1 MW and over (MW) |  |  |  |  | Virtual Customers- 1 MW and over |  |  |  |  | Virtual Capacity- under 1 MW (MW) |  |  |  |  | Virtual Customers- under 1 MW |  |  |  |  | PV-Paired Battery Capacity (MW) |  |  |  |  | PV-Paired Installations |  |  |  |  | PV-Paired Energy Capacity (MWh) |  |  |  |  | Not PV-Paired Battery Capacity (MW) |  |  |  |  | Not PV-Paired Installations |  |  |  |  | Not PV-Paired Energy Capacity (MWh) |  |  |  |  | Capacity MW |  |  |  |  | Installations |  |  |  |  | Energy Sold Back MWh |  |  |  |  | Capacity MW |  |  |  |  | Installations |  |  |  |  | Energy Sold Back MWh |  |  |  |  | Capacity MW |  |  |  |  | Installations |  |  |  |  | Energy Sold Back MWh
Year | State | Utility Number | Utility Name | BA Code | Type | Residential | Commercial | Industrial | Transportation | Total | Residential | Commercial | Industrial | Transportation | Total | Residential | Commercial | Industrial | Transportation | Total | Residential | Commercial | Industrial | Transportation | Total | Residential | Commercial | Industrial | Transportation | Total | Residential | Commercial | Industrial | Transportation | Total | Residential | Commercial | Industrial | Transportation | Total | Residential | Commercial | Industrial | Transportation | Total | Residential | Commercial | Industrial | Transportation | Total | Residential | Commercial | Industrial | Transportation | Total | Residential | Commercial | Industrial | Transportation | Total | Residential | Commercial | Industrial | Transportation | Total | Residential | Commercial | Industrial | Transportation | Total | Residential | Commercial | Industrial | Transportation | Total | Residential | Commercial | Industrial | Transportation | Total | Residential | Commercial | Industrial | Transportation | Total | Residential | Commercial | Industrial | Transportation | Total | Residential | Commercial | Industrial | Transportation | Total | Residential | Commercial | Industrial | Transportation | Total | Residential | Commercial | Industrial | Transportation | Total | Residential | Commercial | Industrial | Transportation | Total | Residential | Commercial | Industrial | Transportation | Total
2023 | AK | 219 | Alaska Power and Telephone Co | NA | AC | 0.012 | 0.021 | . | . | 0.033 | 3 | 2 | . | . | 5 | 3.882 | 1.54 | . | . | 5.422 | . | . | . | . | 0 | . | . | . | . | 0 | . | . | . | . | 0 | . | . | . | . | 0 | . | . | . | . | 0 | . | . | . | . | 0 | . | . | . | . | 0 | . | . | . | . | 0 | . | . | . | . | 0 | . | . | . | . | 0 | . | . | . | . | 0 | . | . | . | . | 0 | . | . | . | . | 0 | 0.005 | . | . | . | 0.005 | 1 | . | . | . | 1 | . | . | . | . | 0 | 0.017 | 0.021 | 0 | 0 | 0.038 | 4 | 2 | 0 | 0 | 6 | 3.882 | 1.54 | 0 | 0 | 5.422
2023 | AK | 3522 | Chugach Electric Assn Inc | CEA | AC | 3.95 | 0.655 | . | . | 4.605 | 822 | 66 | . | . | 888 | . | . | . | . | 0 | . | . | . | . | 0 | . | . | . | . | 0 | . | . | . | . | 0 | . | . | . | . | 0 | . | . | . | . | 0 | . | . | . | . | 0 | . | . | . | . | 0 | . | . | . | . | 0 | . | . | . | . | 0 | . | . | . | . | 0 | 0.01 | 0.01 | . | . | 0.02 | 1 | 4 | . | . | 5 | . | . | . | . | 0 | . | . | . | . | 0 | . | . | . | . | 0 | . | . | . | . | 0 | 3.96 | 0.665 | 0 | 0 | 4.625 | 823 | 70 | 0 | 0 | 893 | 0 | 0 | 0 | 0 | 0
2023 | AK | 7353 | Golden Valley Elec Assn Inc | NA | AC | 3.911 | 0.589 | 0.121 | 0 | 4.621 | 742 | 59 | 9 | 0 | 810 | 456.741 | 56.403 | 0 | 0 | 513.144 | . | . | . | . | 0 | . | . | . | . | 0 | . | . | . | . | 0 | . | . | . | . | 0 | . | . | . | . | 0 | . | . | . | . | 0 | . | . | . | . | 0 | . | . | . | . | 0 | . | . | . | . | 0 | . | . | . | . | 0 | 0.016 | 0.012 | 0 | 0 | 0.028 | 5 | 2 | 0 | 0 | 7 | 0 | 0 | 0 | 0 | 0 | . | . | . | . | 0 | . | . | . | . | 0 | . | . | . | . | 0 | 3.927 | 0.601 | 0.121 | 0 | 4.649 | 747 | 61 | 9 | 0 | 817 | 456.741 | 56.403 | 0 | 0 | 513.144
2023 | AK | 11824 | Matanuska Electric Assn Inc | NA | AC | 2.618 | 0.406 | . | . | 3.024 | 408 | 33 | . | . | 441 | . | . | . | . | 0 | . | . | . | . | 0 | . | . | . | . | 0 | . | . | . | . | 0 | . | . | . | . | 0 | . | . | . | . | 0 | . | . | . | . | 0 | . | . | . | . | 0 | . | . | . | . | 0 | . | . | . | . | 0 | . | . | . | . | 0 | 0.064 | 0.016 | . | . | 0.08 | 20 | 3 | . | . | 23 | . | . | . | . | 0 | 0.052 | 0.004 | . | . | 0.056 | 7 | 1 | . | . | 8 | . | . | . | . | 0 | 2.734 | 0.426 | 0 | 0 | 3.16 | 435 | 37 | 0 | 0 | 472 | 0 | 0 | 0 | 0 | 0
2023 | AK | 19558 | Homer Electric Assn Inc | NA | DC | 2.764 | 0.843 | . | . | 3.607 | 486 | 50 | . | . | 536 | 1215.473 | 116.965 | . | . | 1332.438 | . | . | . | . | 0 | . | . | . | . | 0 | . | . | . | . | 0 | . | . | . | . | 0 | . | . | . | . | 0 | . | . | . | . | 0 | . | . | . | . | 0 | . | . | . | . | 0 | . | . | . | . | 0 | . | . | . | . | 0 | 0.109 | 0.008 | . | . | 0.117 | 32 | 2 | . | . | 34 | 27.386 | 1.988 | . | . | 29.374 | . | . | . | . | 0 | . | . | . | . | 0 | . | . | . | . | 0 | 2.873 | 0.851 | 0 | 0 | 3.724 | 518 | 52 | 0 | 0 | 570 | 1242.859 | 118.953 | 0 | 0 | 1361.812
2023 | AK | 99999 | State Adjustment | NA |  | -0.451 | -0.057 | . | . | -0.508 | . | . | . | . | . | . | . | . | . | . | . | . | . | . | . | . | . | . | . | . | . | . | . | . | . | . | . | . | . | . | . | . | . | . | . | . | . | . | . | . | . | . | . | . | . | . | . | . | . | . | . | . | . | . | . | . | . | . | . | . | . | . | . | . | . | . | . | . | . | . | . | . | . | . | . | . | . | . | . | . | . | . | . | . | . | . | . | . | . | . | -0.451 | -0.057 | . | . | -0.508 | . | . | . | . | . | . | . | . | . | .
2023 | AL | 3222 | Central Alabama Electric Coop | SOCO | DC | 0.564 | . | . | . | 0.564 | 29 | . | . | . | 29 | 2.606 | . | . | . | 2.606 | . | . | . | . | 0 | . | . | . | . | 0 | . | . | . | . | 0 | . | . | . | . | 0 | . | . | . | . | 0 | . | . | . | . | 0 | . | . | . | . | 0 | . | . | . | . | 0 | . | . | . | . | 0 | . | . | . | . | 0 | . | . | . | . | 0 | . | . | . | . | 0 | . | . | . | . | 0 | . | . | . | . | 0 | . | . | . | . | 0 | . | . | . | . | 0 | 0.564 | 0 | 0 | 0 | 0.564 | 29 | 0 | 0 | 0 | 29 | 2.606 | 0 | 0 | 0 | 2.606
2023 | AL | 4327 | Coosa Valley Electric Coop Inc | SOCO | AC | 0.01 | . | . | . | 0.01 | 1 | . | . | . | 1 | . | . | . | . | 0 | . | . | . | . | 0 | . | . | . | . | 0 | . | . | . | . | 0 | . | . | . | . | 0 | . | . | . | . | 0 | . | . | . | . | 0 | . | . | . | . | 0 | . | . | . | . | 0 | . | . | . | . | 0 | . | . | . | . | 0 | . | . | . | . | 0 | . | . | . | . | 0 | . | . | . | . | 0 | . | . | . | . | 0 | . | . | . | . | 0 | . | . | . | . | 0 | 0.01 | 0 | 0 | 0 | 0.01 | 1 | 0 | 0 | 0 | 1 | 0 | 0 | 0 | 0 | 0
2023 | AL | 4430 | Covington Electric Coop, Inc | SOCO | AC | 0.068 | . | . | . | 0.068 | 10 | . | . | . | 10 | 18.334 | . | . | . | 18.334 | . | . | . | . | 0 | . | . | . | . | 0 | . | . | . | . | 0 | . | . | . | . | 0 | . | . | . | . | 0 | . | . | . | . | 0 | . | . | . | . | 0 | . | . | . | . | 0 | . | . | . | . | 0 | . | . | . | . | 0 | . | . | . | . | 0 | . | . | . | . | 0 | . | . | . | . | 0 | . | . | . | . | 0 | . | . | . | . | 0 | . | . | . | . | 0 | 0.068 | 0 | 0 | 0 | 0.068 | 10 | 0 | 0 | 0 | 10 | 18.334 | 0 | 0 | 0 | 18.334
2023 | AL | 6491 | Foley Board of Utilities | SOCO | AC | 0.26 | 0.6 | . | . | 0.86 | 26 | 6 | . | . | 32 | . | . | . | . | 0 | . | . | . | . | 0 | . | . | . | . | 0 | . | . | . | . | 0 | . | . | . | . | 0 | . | . | . | . | 0 | . | . | . | . | 0 | . | . | . | . | 0 | . | . | . | . | 0 | . | . | . | . | 0 | . | . | . | . | 0 | . | . | . | . | 0 | . | . | . | . | 0 | . | . | . | . | 0 | . | . | . | . | 0 | . | . | . | . | 0 | . | . | . | . | 0 | 0.26 | 0.6 | 0 | 0 | 0.86 | 26 | 6 | 0 | 0 | 32 | 0 | 0 | 0 | 0 | 0
2023 | AL | 17646 | Southern Pine Elec Coop, Inc | SOCO | AC | 0.001 | . | . | . | 0.001 | 2 | . | . | . | 2 | . | . | . | . | 0 | . | . | . | . | 0 | . | . | . | . | 0 | . | . | . | . | 0 | . | . | . | . | 0 | . | . | . | . | 0 | . | . | . | . | 0 | . | . | . | . | 0 | . | . | . | . | 0 | . | . | . | . | 0 | . | . | . | . | 0 | 0.001 | . | . | . | 0.001 | 1 | . | . | . | 1 | . | . | . | . | 0 | . | . | . | . | 0 | . | . | . | . | 0 | . | . | . | . | 0 | 0.002 | 0 | 0 | 0 | 0.002 | 3 | 0 | 0 | 0 | 3 | 0 | 0 | 0 | 0 | 0
2023 | AL | 99999 | State Adjustment | SOCO |  | -0.092 | . | . | . | -0.092 | . | . | . | . | . | . | . | . | . | . | . | . | . | . | . | . | . | . | . | . | . | . | . | . | . | . | . | . | . | . | . | . | . | . | . | . | . | . | . | . | . | . | . | . | . | . | . | . | . | . | . | . | . | . | . | . | . | . | . | . | . | . | . | . | . | . | . | . | . | . | . | . | . | . | . | . | . | . | . | . | . | . | . | . | . | . | . | . | . | . | -0.092 | . | . | . | -0.092 | . | . | . | . | . | . | . | . | . | .
2023 | AR | 814 | Entergy Arkansas LLC | MISO | DC | 68.251 | 63.519 | 4.01 | . | 135.78 | 6436 | 258 | 35 | . | 6729 | . | . | . | . | 0 | . | . | . | . | 0 | . | . | . | . | 0 | . | . | . | . | 0 | . | . | . | . | 0 | . | . | . | . | 0 | . | . | . | . | 0 | . | . | . | . | 0 | . | . | . | . | 0 | . | . | . | . | 0 | . | . | . | . | 0 | 0.007 | 0.002 | 0.006 | . | 0.015 | 1 | 1 | 2 | . | 4 | . | . | . | . | 0 | . | . | . | . | 0 | . | . | . | . | 0 | . | . | . | . | 0 | 68.258 | 63.521 | 4.016 | 0 | 135.795 | 6437 | 259 | 37 | 0 | 6733 | 0 | 0 | 0 | 0 | 0
2023 | AR | 817 | Arkansas Valley Elec Coop Corp | SWPP | AC | 10.888 | 2.114 | . | . | 13.002 | 907 | 16 | . | . | 923 | 6329.24 | 2190.6 | . | . | 8519.84 | . | . | . | . | 0 | . | . | . | . | 0 | . | . | . | . | 0 | . | . | . | . | 0 | . | . | . | . | 0 | . | . | . | . | 0 | . | . | . | . | 0 | . | . | . | . | 0 | . | . | . | . | 0 | . | . | . | . | 0 | 0.001 | . | . | . | 0.001 | 1 | . | . | . | 1 | 0.19 | . | . | . | 0.19 | . | . | . | . | 0 | . | . | . | . | 0 | . | . | . | . | 0 | 10.889 | 2.114 | 0 | 0 | 13.003 | 908 | 16 | 0 | 0 | 924 | 6329.43 | 2190.6 | 0 | 0 | 8520.03
2023 | AR | 1586 | City of Bentonville - (AR) | SWPP | DC | 8.2 | 3.9 | . | . | 12.1 | 337 | 13 | . | . | 350 | . | . | . | . | 0 | . | . | . | . | 0 | . | . | . | . | 0 | . | . | . | . | 0 | . | . | . | . | 0 | . | . | . | . | 0 | . | . | . | . | 0 | . | . | . | . | 0 | . | . | . | . | 0 | . | . | . | . | 0 | . | . | . | . | 0 | . | . | . | . | 0 | . | . | . | . | 0 | . | . | . | . | 0 | . | . | . | . | 0 | . | . | . | . | 0 | . | . | . | . | 0 | 8.2 | 3.9 | 0 | 0 | 12.1 | 337 | 13 | 0 | 0 | 350 | 0 | 0 | 0 | 0 | 0
2023 | AR | 2678 | C & L Electric Coop Corp | MISO | DC | 2.423 | 3.172 | . | . | 5.595 | 188 | 17 | . | . | 205 | . | . | . | . | 0 | . | . | . | . | 0 | . | . | . | . | 0 | . | . | . | . | 0 | . | . | . | . | 0 | . | . | . | . | 0 | . | . | . | . | 0 | . | . | . | . | 0 | . | . | . | . | 0 | . | . | . | . | 0 | . | . | . | . | 0 | . | . | . | . | 0 | . | . | . | . | 0 | . | . | . | . | 0 | . | . | . | . | 0 | . | . | . | . | 0 | . | . | . | . | 0 | 2.423 | 3.172 | 0 | 0 | 5.595 | 188 | 17 | 0 | 0 | 205 | 0 | 0 | 0 | 0 | 0
2023 | AR | 3093 | Carroll Electric Coop Corp - (AR) | SWPP | DC | 16.12 | . | . | . | 16.12 | 1934 | . | . | . | 1934 | . | . | . | . | 0 | . | . | . | . | 0 | . | . | . | . | 0 | . | . | . | . | 0 | . | . | . | . | 0 | . | . | . | . | 0 | . | . | . | . | 0 | . | . | . | . | 0 | . | . | . | . | 0 | . | . | . | . | 0 | . | . | . | . | 0 | 0.019 | . | . | . | 0.019 | 3 | . | . | . | 3 | . | . | . | . | 0 | . | . | . | . | 0 | . | . | . | . | 0 | . | . | . | . | 0 | 16.139 | 0 | 0 | 0 | 16.139 | 1937 | 0 | 0 | 0 | 1937 | 0 | 0 | 0 | 0 | 0
2023 | AR | 3712 | Clay County Electric Coop Corp - (AR) | MISO | AC | 0.312 | 0.812 | . | . | 1.124 | 42 | 12 | . | . | 54 | . | . | . | . | 0 | . | . | . | . | 0 | . | . | . | . | 0 | . | . | . | . | 0 | . | . | . | . | 0 | . | . | . | . | 0 | . | . | . | . | 0 | . | . | . | . | 0 | . | . | . | . | 0 | . | . | . | . | 0 | . | . | . | . | 0 | . | . | . | . | 0 | . | . | . | . | 0 | . | . | . | . | 0 | . | . | . | . | 0 | . | . | . | . | 0 | . | . | . | . | 0 | 0.312 | 0.812 | 0 | 0 | 1.124 | 42 | 12 | 0 | 0 | 54 | 0 | 0 | 0 | 0 | 0
2023 | AR | 4280 | Conway Corporation | MISO | AC | 0.657 | . | . | . | 0.657 | 99 | . | . | . | 99 | . | . | . | . | 0 | . | . | . | . | 0 | . | . | . | . | 0 | . | . | . | . | 0 | . | . | . | . | 0 | . | . | . | . | 0 | . | . | . | . | 0 | . | . | . | . | 0 | . | . | . | . | 0 | . | . | . | . | 0 | . | . | . | . | 0 | . | . | . | . | 0 | . | . | . | . | 0 | . | . | . | . | 0 | . | . | . | . | 0 | . | . | . | . | 0 | . | . | . | . | 0 | 0.657 | 0 | 0 | 0 | 0.657 | 99 | 0 | 0 | 0 | 99 | 0 | 0 | 0 | 0 | 0
2023 | AR | 4509 | Craighead Electric Coop Corp | MISO | AC | 1.23 | 3.2 | . | . | 4.43 | 125 | 8 | . | . | 133 | . | . | . | . | 0 | . | . | . | . | 0 | . | . | . | . | 0 | . | . | . | . | 0 | . | . | . | . | 0 | 0.054 | 3 | . | . | 3.054 | 8 | 6 | . | . | 14 | 0 | 0 | . | . | 0 | . | . | . | . | 0 | . | . | . | . | 0 | . | . | . | . | 0 | . | . | . | . | 0 | . | . | . | . | 0 | . | . | . | . | 0 | . | . | . | . | 0 | . | . | . | . | 0 | . | . | . | . | 0 | 1.23 | 3.2 | 0 | 0 | 4.43 | 125 | 8 | 0 | 0 | 133 | 0 | 0 | 0 | 0 | 0
2023 | AR | 5860 | Empire District Electric Co | SWPP | DC | 0.898 | . | . | . | 0.898 | 123 | . | . | . | 123 | . | . | . | . | 0 | . | . | . | . | 0 | . | . | . | . | 0 | . | . | . | . | 0 | . | . | . | . | 0 | . | . | . | . | 0 | . | . | . | . | 0 | . | . | . | . | 0 | . | . | . | . | 0 | . | . | . | . | 0 | . | . | . | . | 0 | . | . | . | . | 0 | . | . | . | . | 0 | . | . | . | . | 0 | . | . | . | . | 0 | . | . | . | . | 0 | . | . | . | . | 0 | 0.898 | 0 | 0 | 0 | 0.898 | 123 | 0 | 0 | 0 | 123 | 0 | 0 | 0 | 0 | 0
2023 | AR | 6342 | First Electric Coop Corp | MISO | AC | 16.023 | 2.49 | 0.791 | . | 19.304 | 1731 | 13 | 7 | . | 1751 | . | . | . | . | 0 | . | . | . | . | 0 | . | . | . | . | 0 | . | . | . | . | 0 | . | . | . | . | 0 | . | . | . | . | 0 | . | . | . | . | 0 | . | . | . | . | 0 | . | . | . | . | 0 | . | . | . | . | 0 | . | . | . | . | 0 | . | . | . | . | 0 | . | . | . | . | 0 | . | . | . | . | 0 | . | . | . | . | 0 | . | . | . | . | 0 | . | . | . | . | 0 | 16.023 | 2.49 | 0.791 | 0 | 19.304 | 1731 | 13 | 7 | 0 | 1751 | 0 | 0 | 0 | 0 | 0
2023 | AR | 8840 | City of Hope - (AR) | MISO | AC | 0.201 | 2.231 | . | . | 2.432 | 24 | 35 | . | . | 59 | . | . | . | . | 0 | . | . | . | . | 0 | . | . | . | . | 0 | . | . | . | . | 0 | . | . | . | . | 0 | . | . | . | . | 0 | . | . | . | . | 0 | . | . | . | . | 0 | . | . | . | . | 0 | . | . | . | . | 0 | . | . | . | . | 0 | . | . | . | . | 0 | . | . | . | . | 0 | . | . | . | . | 0 | . | . | . | . | 0 | . | . | . | . | 0 | . | . | . | . | 0 | 0.201 | 2.231 | 0 | 0 | 2.432 | 24 | 35 | 0 | 0 | 59 | 0 | 0 | 0 | 0 | 0
2023 | AR | 9879 | City Water and Light Plant | MISO | AC | 0.385 | 0.2 | 0.133 | . | 0.718 | 48 | 3 | 1 | . | 52 | . | . | . | . | 0 | . | . | . | . | 0 | . | . | . | . | 0 | . | . | . | . | 0 | . | . | . | . | 0 | . | . | . | . | 0 | . | . | . | . | 0 | . | . | . | . | 0 | . | . | . | . | 0 | . | . | . | . | 0 | . | . | . | . | 0 | . | . | . | . | 0 | . | . | . | . | 0 | . | . | . | . | 0 | . | . | . | . | 0 | . | . | . | . | 0 | . | . | . | . | 0 | 0.385 | 0.2 | 0.133 | 0 | 0.718 | 48 | 3 | 1 | 0 | 52 | 0 | 0 | 0 | 0 | 0
2023 | AR | 12681 | Mississippi County Electric Co | MISO | AC | 0.098 | 1 | . | . | 1.098 | 10 | 4 | . | . | 14 | . | . | . | . | 0 | . | . | . | . | 0 | . | . | . | . | 0 | . | . | . | . | 0 | . | . | . | . | 0 | . | . | . | . | 0 | . | . | . | . | 0 | . | . | . | . | 0 | . | . | . | . | 0 | . | . | . | . | 0 | . | . | . | . | 0 | . | . | . | . | 0 | . | . | . | . | 0 | . | . | . | . | 0 | . | . | . | . | 0 | . | . | . | . | 0 | . | . | . | . | 0 | 0.098 | 1 | 0 | 0 | 1.098 | 10 | 4 | 0 | 0 | 14 | 0 | 0 | 0 | 0 | 0
2023 | AR | 13676 | North Arkansas Elec Coop, Inc | MISO | DC | 3.727 | . | . | . | 3.727 | 294 | . | . | . | 294 | . | . | . | . | 0 | . | . | . | . | 0 | . | . | . | . | 0 | . | . | . | . | 0 | . | . | . | . | 0 | . | . | . | . | 0 | . | . | . | . | 0 | . | . | . | . | 0 | . | . | . | . | 0 | . | . | . | . | 0 | . | . | . | . | 0 | 0.013 | . | . | . | 0.013 | 5 | . | . | . | 5 | . | . | . | . | 0 | . | . | . | . | 0 | . | . | . | . | 0 | . | . | . | . | 0 | 3.74 | 0 | 0 | 0 | 3.74 | 299 | 0 | 0 | 0 | 299 | 0 | 0 | 0 | 0 | 0
2023 | AR | 13718 | City of North Little Rock - (AR) | MISO | AC | 2.53 | 0.45 | 2.45 | 0 | 5.43 | 335 | 6 | 2 | . | 343 | . | . | . | . | 0 | . | . | . | . | 0 | . | . | . | . | 0 | . | . | . | . | 0 | . | . | . | . | 0 | . | . | . | . | 0 | . | . | . | . | 0 | . | . | . | . | 0 | . | . | . | . | 0 | . | . | . | . | 0 | . | . | . | . | 0 | . | . | . | . | 0 | . | . | . | . | 0 | . | . | . | . | 0 | . | . | . | . | 0 | . | . | . | . | 0 | . | . | . | . | 0 | 2.53 | 0.45 | 2.45 | 0 | 5.43 | 335 | 6 | 2 | 0 | 343 | 0 | 0 | 0 | 0 | 0
2023 | AR | 14063 | Oklahoma Gas & Electric Co | SWPP | AC | 4.649 | 2.31 | 0 | 0 | 6.959 | 587 | 20 | 0 | 0 | 607 | 0 | 0 | 0 | 0 | 0 | 1.779 | 3.131 | 0.004 | 0 | 4.914 | 477 | 406 | 1 | 0 | 884 | 0 | 0 | 0 | 0 | 0 | 0 | 0 | 0 | 0 | 0 | 0 | 0 | 0 | 0 | 0 | 0 | 0 | 0 | 0 | 0 | 0 | 0 | 0 | 0 | 0 | 0 | 0 | 0 | 0 | 0 | 0 | 0 | 0 | 0 | 0 | 0 | 0 | 0 | 0 | 0 | 0.004 | 0 | 0 | 0 | 0.004 | 2 | 0 | 0 | 0 | 2 | 0 | 0 | 0 | 0 | 0 | 0 | 0 | 0 | 0 | 0 | 0 | 0 | 0 | 0 | 0 | 0 | 0 | 0 | 0 | 0 | 6.432 | 5.441 | 0.004 | 0 | 11.877 | 1066 | 426 | 1 | 0 | 1493 | 0 | 0 | 0 | 0 | 0
2023 | AR | 14289 | Ozarks Electric Coop Corp - (AR) | SWPP | AC | 11.041 | 1.165 | 16.398 | . | 28.604 | 1502 | 16 | 12 | . | 1530 | . | . | . | . | 0 | 0.177 | 0.049 | . | . | 0.226 | 38 | 2 | . | . | 40 | . | . | . | . | 0 | . | . | . | . | 0 | . | . | 14.75 | . | 14.75 | . | . | 8 | . | 8 | . | . | 54.65 | . | 54.65 | . | . | . | . | 0 | . | . | . | . | 0 | . | . | . | . | 0 | . | 0.009 | . | . | 0.009 | . | 1 | . | . | 1 | . | . | . | . | 0 | . | . | . | . | 0 | . | . | . | . | 0 | . | . | . | . | 0 | 11.218 | 1.223 | 16.398 | 0 | 28.839 | 1540 | 19 | 12 | 0 | 1571 | 0 | 0 | 0 | 0 | 0
2023 | AR | 14446 | Paragould Light & Water Comm | SPA | AC | 0.183 | . | . | . | 0.183 | 15 | . | . | . | 15 | . | . | . | . | 0 | . | . | . | . | 0 | . | . | . | . | 0 | . | . | . | . | 0 | . | . | . | . | 0 | . | . | . | . | 0 | . | . | . | . | 0 | . | . | . | . | 0 | . | . | . | . | 0 | . | . | . | . | 0 | . | . | . | . | 0 | . | . | . | . | 0 | . | . | . | . | 0 | . | . | . | . | 0 | . | . | . | . | 0 | . | . | . | . | 0 | . | . | . | . | 0 | 0.183 | 0 | 0 | 0 | 0.183 | 15 | 0 | 0 | 0 | 15 | 0 | 0 | 0 | 0 | 0
2023 | AR | 14864 | Petit Jean Electric Coop Corp | MISO | AC | 0.817 | 0.45 | . | . | 1.267 | 76 | 1 | . | . | 77 | . | . | . | . | 0 | . | . | . | . | 0 | . | . | . | . | 0 | . | . | . | . | 0 | . | . | . | . | 0 | . | . | . | . | 0 | . | . | . | . | 0 | . | . | . | . | 0 | . | . | . | . | 0 | . | . | . | . | 0 | . | . | . | . | 0 | . | . | . | . | 0 | . | . | . | . | 0 | . | . | . | . | 0 | . | . | . | . | 0 | . | . | . | . | 0 | . | . | . | . | 0 | 0.817 | 0.45 | 0 | 0 | 1.267 | 76 | 1 | 0 | 0 | 77 | 0 | 0 | 0 | 0 | 0
2023 | AR | 17184 | City of Siloam Springs - (AR) | SWPP | AC | 0.409 | . | . | . | 0.409 | 53 | . | . | . | 53 | . | . | . | . | 0 | . | . | . | . | 0 | . | . | . | . | 0 | . | . | . | . | 0 | . | . | . | . | 0 | . | . | . | . | 0 | . | . | . | . | 0 | . | . | . | . | 0 | . | . | . | . | 0 | . | . | . | . | 0 | . | . | . | . | 0 | . | . | . | . | 0 | . | . | . | . | 0 | . | . | . | . | 0 | . | . | . | . | 0 | . | . | . | . | 0 | . | . | . | . | 0 | 0.409 | 0 | 0 | 0 | 0.409 | 53 | 0 | 0 | 0 | 53 | 0 | 0 | 0 | 0 | 0
2023 | AR | 17671 | Southwest Arkansas E C C | MISO | AC | 1.154 | 0.067 | . | . | 1.221 | 114 | 3 | . | . | 117 | . | . | . | . | 0 | . | . | . | . | 0 | . | . | . | . | 0 | . | . | . | . | 0 | . | . | . | . | 0 | . | . | . | . | 0 | . | . | . | . | 0 | . | . | . | . | 0 | . | . | . | . | 0 | . | . | . | . | 0 | . | . | . | . | 0 | . | . | . | . | 0 | . | . | . | . | 0 | . | . | . | . | 0 | . | . | . | . | 0 | . | . | . | . | 0 | . | . | . | . | 0 | 1.154 | 0.067 | 0 | 0 | 1.221 | 114 | 3 | 0 | 0 | 117 | 0 | 0 | 0 | 0 | 0
2023 | AR | 17698 | Southwestern Electric Power Co | SWPP | AC | 9.195 | 1.782 | 0.734 | . | 11.711 | 1388 | 45 | 2 | . | 1435 | 6715.713 | 11703.253 | 469.74 | . | 18888.706 | . | 10.875 | . | . | 10.875 | . | 5 | . | . | 5 | 0.201 | 3.529 | . | . | 3.73 | 16 | 10 | . | . | 26 | 0.093 | 0.007 | . | . | 0.1 | 16 | 1 | . | . | 17 | 0.278 | 0.013 | . | . | 0.291 | . | . | . | . | 0 | . | . | . | . | 0 | . | . | . | . | 0 | . | 0.002 | . | . | 0.002 | . | 1 | . | . | 1 | . | 0.165 | . | . | 0.165 | . | 3 | . | . | 3 | . | 1 | . | . | 1 | . | 0 | . | . | 0 | 9.396 | 19.188 | 0.734 | 0 | 29.318 | 1404 | 62 | 2 | 0 | 1468 | 6715.713 | 11703.418 | 469.74 | 0 | 18888.871
2023 | AR | 20963 | Woodruff Electric Coop Corp | MISO | AC | 0.318 | 2.213 | . | . | 2.531 | 28 | 7 | . | . | 35 | . | . | . | . | 0 | . | . | . | . | 0 | . | . | . | . | 0 | . | . | . | . | 0 | . | . | . | . | 0 | . | . | . | . | 0 | . | . | . | . | 0 | . | . | . | . | 0 | . | . | . | . | 0 | . | . | . | . | 0 | . | . | . | . | 0 | 0.003 | . | . | . | 0.003 | 1 | . | . | . | 1 | . | . | . | . | 0 | . | . | . | . | 0 | . | . | . | . | 0 | . | . | . | . | 0 | 0.321 | 2.213 | 0 | 0 | 2.534 | 29 | 7 | 0 | 0 | 36 | 0 | 0 | 0 | 0 | 0
2023 | AR | 99999 | State Adjustment | MISO |  | -12.854 | -11.631 | -0.699 | . | -25.184 | . | . | . | . | . | . | . | . | . | . | . | . | . | . | . | . | . | . | . | . | . | . | . | . | . | . | . | . | . | . | . | . | . | . | . | . | . | . | . | . | . | . | . | . | . | . | . | . | . | . | . | . | . | . | . | . | . | . | . | . | . | . | . | . | . | . | . | . | . | . | . | . | . | . | . | . | . | . | . | . | . | . | . | . | . | . | . | . | . | . | -12.854 | -11.631 | -0.699 | . | -25.184 | . | . | . | . | . | . | . | . | . | .
2023 | AR | 99999 | State Adjustment | SWPP |  | -4.398 | -0.68 | . | . | -5.078 | . | . | . | . | . | . | . | . | . | . | . | . | . | . | . | . | . | . | . | . | . | . | . | . | . | . | . | . | . | . | . | . | . | . | . | . | . | . | . | . | . | . | . | . | . | . | . | . | . | . | . | . | . | . | . | . | . | . | . | . | . | . | . | . | . | . | . | . | . | . | . | . | . | . | . | . | . | . | . | . | . | . | . | . | . | . | . | . | . | . | -4.398 | -0.68 | . | . | -5.078 | . | . | . | . | . | . | . | . | . | .
2023 | AZ | 176 | Ajo Improvement Co | AZPS | AC | 0.051 | 0.005 | . | . | 0.056 | 10 | 3 | . | . | 13 | 4.114 | 0.395 | . | . | 4.509 | . | . | . | . | 0 | . | . | . | . | 0 | . | . | . | . | 0 | . | . | . | . | 0 | . | . | . | . | 0 | . | . | . | . | 0 | . | . | . | . | 0 | . | . | . | . | 0 | . | . | . | . | 0 | . | . | . | . | 0 | . | . | . | . | 0 | . | . | . | . | 0 | . | . | . | . | 0 | . | . | . | . | 0 | . | . | . | . | 0 | . | . | . | . | 0 | 0.051 | 0.005 | 0 | 0 | 0.056 | 10 | 3 | 0 | 0 | 13 | 4.114 | 0.395 | 0 | 0 | 4.509
2023 | AZ | 803 | Arizona Public Service Co | AZPS | DC | 1536.355 | 355.519 | 0 | 0 | 1891.874 | 172560 | 2106 | 0 | 0 | 174666 | . | . | . | . | 0 | . | . | . | . | 0 | . | . | . | . | 0 | . | . | . | . | 0 | . | . | . | . | 0 | 26.828 | 1.388 | 0 | 0 | 28.216 | 3225 | 17 | 0 | 0 | 3242 | 63.324 | 2.417 | 0 | 0 | 65.741 | 0.725 | 1.321 | 0 | 0 | 2.046 | 91 | 7 | 0 | 0 | 98 | 1.928 | 0.891 | 0 | 0 | 2.819 | 0.057 | 0.125 | 0 | 0 | 0.182 | 25 | 12 | 0 | 0 | 37 | . | . | . | . | 0 | . | . | . | . | 0 | . | . | . | . | 0 | . | . | . | . | 0 | 1536.412 | 355.644 | 0 | 0 | 1892.056 | 172585 | 2118 | 0 | 0 | 174703 | 0 | 0 | 0 | 0 | 0
2023 | AZ | 6957 | Garkane Energy Coop, Inc | WALC | DC | 0.009 | 0.242 | 0 | 0 | 0.251 | 4 | 4 | 0 | 0 | 8 | . | . | . | . | 0 | . | . | . | . | 0 | . | . | . | . | 0 | . | . | . | . | 0 | . | . | . | . | 0 | . | . | . | . | 0 | . | . | . | . | 0 | . | . | . | . | 0 | . | . | . | . | 0 | . | . | . | . | 0 | . | . | . | . | 0 | . | . | . | . | 0 | . | . | . | . | 0 | . | . | . | . | 0 | . | . | . | . | 0 | . | . | . | . | 0 | . | . | . | . | 0 | 0.009 | 0.242 | 0 | 0 | 0.251 | 4 | 4 | 0 | 0 | 8 | 0 | 0 | 0 | 0 | 0
2023 | AZ | 12351 | City of Mesa - (AZ) | WALC | DC | 0.923 | 0.999 | . | . | 1.922 | 151 | 30 | . | . | 181 | . | . | . | . | 0 | . | . | . | . | 0 | . | . | . | . | 0 | . | . | . | . | 0 | . | . | . | . | 0 | . | . | . | . | 0 | . | . | . | . | 0 | . | . | . | . | 0 | . | . | . | . | 0 | . | . | . | . | 0 | . | . | . | . | 0 | . | . | . | . | 0 | . | . | . | . | 0 | . | . | . | . | 0 | . | . | . | . | 0 | . | . | . | . | 0 | . | . | . | . | 0 | 0.923 | 0.999 | 0 | 0 | 1.922 | 151 | 30 | 0 | 0 | 181 | 0 | 0 | 0 | 0 | 0
2023 | AZ | 12919 | Morenci Water and Electric | WALC | AC | 0.008 | 0.028 | . | . | 0.036 | 1 | 3 | . | . | 4 | 0.402 | 1.181 | . | . | 1.583 | . | . | . | . | 0 | . | . | . | . | 0 | . | . | . | . | 0 | . | . | . | . | 0 | . | . | . | . | 0 | . | . | . | . | 0 | . | . | . | . | 0 | . | . | . | . | 0 | . | . | . | . | 0 | . | . | . | . | 0 | . | . | . | . | 0 | . | . | . | . | 0 | . | . | . | . | 0 | . | . | . | . | 0 | . | . | . | . | 0 | . | . | . | . | 0 | 0.008 | 0.028 | 0 | 0 | 0.036 | 1 | 3 | 0 | 0 | 4 | 0.402 | 1.181 | 0 | 0 | 1.583
2023 | AZ | 13318 | Navopache Electric Coop, Inc | TEPC | AC | 3.875 | 0.458 | . | . | 4.333 | 495 | 32 | . | . | 527 | 3703.699 | 245.307 | . | . | 3949.006 | . | . | . | . | 0 | . | . | . | . | 0 | . | . | . | . | 0 | . | . | . | . | 0 | . | . | . | . | 0 | . | . | . | . | 0 | . | . | . | . | 0 | . | . | . | . | 0 | . | . | . | . | 0 | . | . | . | . | 0 | 0.006 | . | . | . | 0.006 | 5 | . | . | . | 5 | . | . | . | . | 0 | . | . | . | . | 0 | . | . | . | . | 0 | . | . | . | . | 0 | 3.881 | 0.458 | 0 | 0 | 4.339 | 500 | 32 | 0 | 0 | 532 | 3703.699 | 245.307 | 0 | 0 | 3949.006
2023 | AZ | 16572 | Salt River Project | SRP | AC | 356.67 | 133.73 | 7.28 | 0 | 497.68 | 55276 | 870 | 10 | 0 | 56156 | 107904.08 | 41597 | 0 | 0 | 149501.08 | 0 | 0 | 0 | 0 | 0 | 0 | 0 | 0 | 0 | 0 | 0 | 0 | 0 | 0 | 0 | 0 | 0 | 0 | 0 | 0 | 21.67 | 0.84 | 0 | 0 | 22.51 | 3482 | 14 | 0 | 0 | 3496 | 69.85 | 1.56 | 0 | 0 | 71.41 | 1.53 | 0 | 0 | 0 | 1.53 | 191 | 0 | 0 | 0 | 191 | 4.16 | 0 | 0 | 0 | 4.16 | . | . | . | . | 0 | . | . | . | . | 0 | . | . | . | . | 0 | . | . | . | . | 0 | . | . | . | . | 0 | . | . | . | . | 0 | 356.67 | 133.73 | 7.28 | 0 | 497.68 | 55276 | 870 | 10 | 0 | 56156 | 107904.08 | 41597 | 0 | 0 | 149501.08
2023 | AZ | 18280 | Sulphur Springs Valley E C Inc | WALC | AC | 8.5 | 9 | . | . | 17.5 | 1137 | 314 | . | . | 1451 | . | . | . | . | 0 | . | . | . | . | 0 | . | . | . | . | 0 | . | . | . | . | 0 | . | . | . | . | 0 | . | . | . | . | 0 | . | . | . | . | 0 | . | . | . | . | 0 | . | . | . | . | 0 | . | . | . | . | 0 | . | . | . | . | 0 | 0.1 | . | . | . | 0.1 | 37 | . | . | . | 37 | . | . | . | . | 0 | . | . | . | . | 0 | . | . | . | . | 0 | . | . | . | . | 0 | 8.6 | 9 | 0 | 0 | 17.6 | 1174 | 314 | 0 | 0 | 1488 | 0 | 0 | 0 | 0 | 0
2023 | AZ | 19189 | Trico Electric Cooperative Inc | WALC | DC | 40.379 | 15.173 | . | . | 55.552 | 5141 | 74 | . | . | 5215 | 35302.381 | 7306.863 | . | . | 42609.244 | . | . | . | . | 0 | . | . | . | . | 0 | 0.043 | 0.183 | . | . | 0.226 | 42 | 1 | . | . | 43 | . | . | . | . | 0 | . | . | . | . | 0 | . | . | . | . | 0 | . | . | . | . | 0 | . | . | . | . | 0 | . | . | . | . | 0 | 0.002 | . | . | . | 0.002 | 1 | . | . | . | 1 | 0.101 | . | . | . | 0.101 | . | . | . | . | 0 | . | . | . | . | 0 | . | . | . | . | 0 | 40.424 | 15.356 | 0 | 0 | 55.78 | 5184 | 75 | 0 | 0 | 5259 | 35302.482 | 7306.863 | 0 | 0 | 42609.345
2023 | AZ | 19728 | UNS Electric, Inc | TEPC | AC | 65.576 | 15.95 | . | . | 81.526 | 8289 | 226 | . | . | 8515 | 62516.071 | 7775.904 | . | . | 70291.975 | . | . | . | . | 0 | . | . | . | . | 0 | . | . | . | . | 0 | . | . | . | . | 0 | 0.93 | 0 | . | . | 0.93 | 127 | 0 | . | . | 127 | . | . | . | . | 0 | . | . | . | . | 0 | . | . | . | . | 0 | . | . | . | . | 0 | 0.3 | 0.01 | . | . | 0.31 | 117 | 1 | . | . | 118 | 65.109 | 0 | . | . | 65.109 | . | . | . | . | 0 | . | . | . | . | 0 | . | . | . | . | 0 | 65.876 | 15.96 | 0 | 0 | 81.836 | 8406 | 227 | 0 | 0 | 8633 | 62581.18 | 7775.904 | 0 | 0 | 70357.084
2023 | AZ | 21538 | Mohave Electric Cooperative, Inc. | WALC | AC | 19.618 | 3.583 | . | . | 23.201 | 1915 | 92 | . | . | 2007 | 439.698 | 57.858 | . | . | 497.556 | . | . | . | . | 0 | . | . | . | . | 0 | . | . | . | . | 0 | . | . | . | . | 0 | . | . | . | . | 0 | . | . | . | . | 0 | . | . | . | . | 0 | . | . | . | . | 0 | . | . | . | . | 0 | . | . | . | . | 0 | 0.055 | . | . | . | 0.055 | 25 | . | . | . | 25 | . | . | . | . | 0 | . | . | . | . | 0 | . | . | . | . | 0 | . | . | . | . | 0 | 19.673 | 3.583 | 0 | 0 | 23.256 | 1940 | 92 | 0 | 0 | 2032 | 439.698 | 57.858 | 0 | 0 | 497.556
2023 | AZ | 24211 | Tucson Electric Power Co | TEPC | AC | 312.296 | 154.392 | . | . | 466.688 | 46954 | 1075 | . | . | 48029 | 52758.8 | 27074.041 | . | . | 79832.841 | . | . | . | . | 0 | . | . | . | . | 0 | . | . | . | . | 0 | . | . | . | . | 0 | 9.23 | 0.34 | . | . | 9.57 | 1022 | 7 | . | . | 1029 | . | . | . | . | 0 | . | 0.21 | . | . | 0.21 | . | 1 | . | . | 1 | . | . | . | . | 0 | 0.024 | 0.012 | . | . | 0.036 | 1 | 1 | . | . | 2 | 0.069 | 0 | . | . | 0.069 | . | . | . | . | 0 | . | . | . | . | 0 | . | . | . | . | 0 | 312.32 | 154.404 | 0 | 0 | 466.724 | 46955 | 1076 | 0 | 0 | 48031 | 52758.869 | 27074.041 | 0 | 0 | 79832.91
2023 | AZ | 30518 | Electrical Dist No3 Pinal County | AZPS | AC | 24.398 | . | . | . | 24.398 | 3198 | . | . | . | 3198 | . | . | . | . | 0 | . | . | . | . | 0 | . | . | . | . | 0 | . | . | . | . | 0 | . | . | . | . | 0 | . | . | . | . | 0 | . | . | . | . | 0 | . | . | . | . | 0 | . | . | . | . | 0 | . | . | . | . | 0 | . | . | . | . | 0 | . | . | . | . | 0 | . | . | . | . | 0 | . | . | . | . | 0 | . | . | . | . | 0 | . | . | . | . | 0 | . | . | . | . | 0 | 24.398 | 0 | 0 | 0 | 24.398 | 3198 | 0 | 0 | 0 | 3198 | 0 | 0 | 0 | 0 | 0
2023 | AZ | 40165 | Dixie Escalante R E A, Inc | PACE | DC | 0.1 | 0.02 | . | . | 0.12 | 10 | 1 | . | . | 11 | 69.2 | . | . | . | 69.2 | . | . | . | . | 0 | . | . | . | . | 0 | . | . | . | . | 0 | . | . | . | . | 0 | . | . | . | . | 0 | . | . | . | . | 0 | . | . | . | . | 0 | . | . | . | . | 0 | . | . | . | . | 0 | . | . | . | . | 0 | . | . | . | . | 0 | . | . | . | . | 0 | . | . | . | . | 0 | . | . | . | . | 0 | . | . | . | . | 0 | . | . | . | . | 0 | 0.1 | 0.02 | 0 | 0 | 0.12 | 10 | 1 | 0 | 0 | 11 | 69.2 | 0 | 0 | 0 | 69.2
2023 | AZ | 65261 | Gila River Indian Utility Authority (GRICUA) | WALC | AC | . | . | . | . | 0 | . | . | . | . | 0 | . | . | . | . | 0 | . | . | . | . | 0 | . | . | . | . | 0 | . | . | . | . | 0 | . | . | . | . | 0 | . | . | . | . | 0 | . | . | . | . | 0 | . | . | . | . | 0 | . | . | . | . | 0 | . | . | . | . | 0 | . | . | . | . | 0 | . | . | . | . | 0 | . | . | . | . | 0 | . | . | . | . | 0 | . | 1 | . | . | 1 | . | 3 | . | . | 3 | . | . | . | . | 0 | 0 | 1 | 0 | 0 | 1 | 0 | 3 | 0 | 0 | 3 | 0 | 0 | 0 | 0 | 0
2023 | AZ | 99999 | State Adjustment | AZPS |  | -267.94 | -62.003 | 0 | . | -329.943 | . | . | . | . | . | . | . | . | . | . | . | . | . | . | . | . | . | . | . | . | . | . | . | . | . | . | . | . | . | . | . | . | . | . | . | . | . | . | . | . | . | . | . | . | . | . | . | . | . | . | . | . | . | . | . | . | . | . | . | . | . | . | . | . | . | . | . | . | . | . | . | . | . | . | . | . | . | . | . | . | . | . | . | . | . | . | . | . | . | . | -267.94 | -62.003 | 0 | . | -329.943 | . | . | . | . | . | . | . | . | . | .
2023 | AZ | 99999 | State Adjustment | PACE |  | -0.017 | -0.003 | . | . | -0.021 | . | . | . | . | . | . | . | . | . | . | . | . | . | . | . | . | . | . | . | . | . | . | . | . | . | . | . | . | . | . | . | . | . | . | . | . | . | . | . | . | . | . | . | . | . | . | . | . | . | . | . | . | . | . | . | . | . | . | . | . | . | . | . | . | . | . | . | . | . | . | . | . | . | . | . | . | . | . | . | . | . | . | . | . | . | . | . | . | . | . | -0.017 | -0.003 | . | . | -0.021 | . | . | . | . | . | . | . | . | . | .
2023 | AZ | 99999 | State Adjustment | PNM |  | 0.05 | . | . | . | 0.05 | . | . | . | . | . | . | . | . | . | . | . | . | . | . | . | . | . | . | . | . | . | . | . | . | . | . | . | . | . | . | . | . | . | . | . | . | . | . | . | . | . | . | . | . | . | . | . | . | . | . | . | . | . | . | . | . | . | . | . | . | . | . | . | . | . | . | . | . | . | . | . | . | . | . | . | . | . | . | . | . | . | . | . | . | . | . | . | . | . | . | 0.05 | . | . | . | 0.05 | . | . | . | . | . | . | . | . | . | .
2023 | AZ | 99999 | State Adjustment | WALC |  | -4.1 | -2.205 | 0 | . | -6.304 | . | . | . | . | . | . | . | . | . | . | . | . | . | . | . | . | . | . | . | . | . | . | . | . | . | . | . | . | . | . | . | . | . | . | . | . | . | . | . | . | . | . | . | . | . | . | . | . | . | . | . | . | . | . | . | . | . | . | . | . | . | . | . | . | . | . | . | . | . | . | . | . | . | . | . | . | . | . | . | . | . | . | . | . | . | . | . | . | . | . | -4.1 | -2.205 | 0 | . | -6.304 | . | . | . | . | . | . | . | . | . | .
2023 | CA | 207 | Alameda Municipal Power | CISO | AC | 4.2 | 2.113 | . | . | 6.313 | 1162 | 26 | . | . | 1188 | 147.38 | 31.406 | . | . | 178.786 | . | . | . | . | 0 | . | . | . | . | 0 | . | . | . | . | 0 | . | . | . | . | 0 | . | . | . | . | 0 | . | . | . | . | 0 | . | . | . | . | 0 | . | . | . | . | 0 | . | . | . | . | 0 | . | . | . | . | 0 | . | . | . | . | 0 | . | . | . | . | 0 | . | . | . | . | 0 | . | . | . | . | 0 | . | . | . | . | 0 | . | . | . | . | 0 | 4.2 | 2.113 | 0 | 0 | 6.313 | 1162 | 26 | 0 | 0 | 1188 | 147.38 | 31.406 | 0 | 0 | 178.786
2023 | CA | 590 | City of Anaheim - (CA) | CISO | DC | 29.952 | 20.34 | . | . | 50.292 | 5106 | 214 | . | . | 5320 | . | . | . | . | 0 | . | . | . | . | 0 | . | . | . | . | 0 | . | . | . | . | 0 | . | . | . | . | 0 | . | . | . | . | 0 | . | . | . | . | 0 | . | . | . | . | 0 | . | . | . | . | 0 | . | . | . | . | 0 | . | . | . | . | 0 | . | . | . | . | 0 | . | . | . | . | 0 | . | . | . | . | 0 | . | . | . | . | 0 | . | . | . | . | 0 | . | . | . | . | 0 | 29.952 | 20.34 | 0 | 0 | 50.292 | 5106 | 214 | 0 | 0 | 5320 | 0 | 0 | 0 | 0 | 0
2023 | CA | 1050 | City of Azusa | CISO | DC | 2.066 | 0.467 | 0.405 | . | 2.938 | 390 | 7 | 5 | . | 402 | . | . | . | . | 0 | . | . | . | . | 0 | . | . | . | . | 0 | . | . | . | . | 0 | . | . | . | . | 0 | . | . | . | . | 0 | . | . | . | . | 0 | . | . | . | . | 0 | . | . | . | . | 0 | . | . | . | . | 0 | . | . | . | . | 0 | . | . | . | . | 0 | . | . | . | . | 0 | . | . | . | . | 0 | . | . | . | . | 0 | . | . | . | . | 0 | . | . | . | . | 0 | 2.066 | 0.467 | 0.405 | 0 | 2.938 | 390 | 7 | 5 | 0 | 402 | 0 | 0 | 0 | 0 | 0
2023 | CA | 2507 | City of Burbank Water and Power | LDWP | AC | 8.9 | 5.722 | . | . | 14.622 | 1525 | 81 | . | . | 1606 | . | . | . | . | 0 | . | . | . | . | 0 | . | . | . | . | 0 | . | . | . | . | 0 | . | . | . | . | 0 | 0.484 | 0.008 | . | . | 0.492 | 70 | 1 | . | . | 71 | 1.303 | 0.021 | . | . | 1.324 | . | . | . | . | 0 | . | . | . | . | 0 | . | . | . | . | 0 | . | . | . | . | 0 | . | . | . | . | 0 | . | . | . | . | 0 | . | . | . | . | 0 | . | . | . | . | 0 | . | . | . | . | 0 | 8.9 | 5.722 | 0 | 0 | 14.622 | 1525 | 81 | 0 | 0 | 1606 | 0 | 0 | 0 | 0 | 0
2023 | CA | 4003 | City of Colton - (CA) | CISO | AC | 8.93 | 1.24 | 7.74 | . | 17.91 | 1028 | 10 | 11 | . | 1049 | . | . | . | . | 0 | . | . | . | . | 0 | . | . | . | . | 0 | . | . | . | . | 0 | . | . | . | . | 0 | . | . | . | . | 0 | . | . | . | . | 0 | . | . | . | . | 0 | . | . | . | . | 0 | . | . | . | . | 0 | . | . | . | . | 0 | . | . | . | . | 0 | . | . | . | . | 0 | . | . | . | . | 0 | . | . | . | . | 0 | . | . | . | . | 0 | . | . | . | . | 0 | 8.93 | 1.24 | 7.74 | 0 | 17.91 | 1028 | 10 | 11 | 0 | 1049 | 0 | 0 | 0 | 0 | 0
2023 | CA | 4390 | City of Corona - (CA) | CISO | AC | 0.136 | 0.4 | 0 | 0 | 0.536 | 18 | 3 | 0 | 0 | 21 | . | . | . | . | 0 | . | . | . | . | 0 | . | . | . | . | 0 | . | . | . | . | 0 | . | . | . | . | 0 | . | . | . | . | 0 | . | . | . | . | 0 | . | . | . | . | 0 | . | . | . | . | 0 | . | . | . | . | 0 | . | . | . | . | 0 | . | . | . | . | 0 | . | . | . | . | 0 | . | . | . | . | 0 | . | . | . | . | 0 | . | . | . | . | 0 | . | . | . | . | 0 | 0.136 | 0.4 | 0 | 0 | 0.536 | 18 | 3 | 0 | 0 | 21 | 0 | 0 | 0 | 0 | 0
2023 | CA | 7294 | City of Glendale - (CA) | LDWP | AC | 16.653 | 10.988 | . | . | 27.641 | 2727 | 121 | . | . | 2848 | 455.568 | . | . | . | 455.568 | . | . | . | . | 0 | . | . | . | . | 0 | . | . | . | . | 0 | . | . | . | . | 0 | 1.119 | 0.01 | . | . | 1.129 | 224 | 2 | . | . | 226 | 2.884 | 0.026 | . | . | 2.91 | . | . | . | . | 0 | . | . | . | . | 0 | . | . | . | . | 0 | . | . | . | . | 0 | . | . | . | . | 0 | . | . | . | . | 0 | . | . | . | . | 0 | . | . | . | . | 0 | . | . | . | . | 0 | 16.653 | 10.988 | 0 | 0 | 27.641 | 2727 | 121 | 0 | 0 | 2848 | 455.568 | 0 | 0 | 0 | 455.568
2023 | CA | 9216 | Imperial Irrigation District | IID | AC | 67.361 | 57.143 | . | . | 124.504 | 8753 | 258 | . | . | 9011 | . | . | . | . | 0 | . | . | . | . | 0 | . | . | . | . | 0 | 3.529 | 0.309 | . | . | 3.838 | 1148 | 101 | . | . | 1249 | . | . | . | . | 0 | . | . | . | . | 0 | . | . | . | . | 0 | . | . | . | . | 0 | . | . | . | . | 0 | . | . | . | . | 0 | 0.002 | . | . | . | 0.002 | 1 | . | . | . | 1 | . | . | . | . | 0 | . | 2.15 | . | . | 2.15 | . | 8 | . | . | 8 | . | . | . | . | 0 | 70.892 | 59.602 | 0 | 0 | 130.494 | 9902 | 367 | 0 | 0 | 10269 | 0 | 0 | 0 | 0 | 0
2023 | CA | 11124 | City of Lodi - (CA) | CISO | AC | 3.257 | 3.61 | . | . | 6.867 | 645 | 61 | . | . | 706 | . | . | . | . | 0 | . | . | . | . | 0 | . | . | . | . | 0 | . | . | . | . | 0 | . | . | . | . | 0 | . | . | . | . | 0 | . | . | . | . | 0 | . | . | . | . | 0 | . | . | . | . | 0 | . | . | . | . | 0 | . | . | . | . | 0 | . | . | . | . | 0 | . | . | . | . | 0 | . | . | . | . | 0 | . | . | . | . | 0 | . | . | . | . | 0 | . | . | . | . | 0 | 3.257 | 3.61 | 0 | 0 | 6.867 | 645 | 61 | 0 | 0 | 706 | 0 | 0 | 0 | 0 | 0
2023 | CA | 11208 | Los Angeles Department of Water & Power | LDWP | AC | 481.697 | 130.961 | . | . | 612.658 | 79254 | 1665 | . | . | 80919 | 298078.47 | 37891 | . | . | 335969.47 | . | . | . | . | 0 | . | . | . | . | 0 | . | . | . | . | 0 | . | . | . | . | 0 | 30.01 | 2.03 | . | . | 32.04 | 3919 | 3 | . | . | 3922 | . | . | . | . | 0 | 1.64 | 1.14 | . | . | 2.78 | 226 | 5 | . | . | 231 | . | . | . | . | 0 | . | . | . | . | 0 | . | . | . | . | 0 | . | . | . | . | 0 | . | . | . | . | 0 | . | . | . | . | 0 | . | . | . | . | 0 | 481.697 | 130.961 | 0 | 0 | 612.658 | 79254 | 1665 | 0 | 0 | 80919 | 298078.47 | 37891 | 0 | 0 | 335969.47
2023 | CA | 12312 | Merced Irrigation District | CISO | AC | 11.858 | 8.92 | 0.114 | . | 20.892 | 2958 | 57 | 2 | . | 3017 | . | . | . | . | 0 | . | . | . | . | 0 | . | . | . | . | 0 | . | . | . | . | 0 | . | . | . | . | 0 | . | . | . | . | 0 | . | . | . | . | 0 | . | . | . | . | 0 | . | . | . | . | 0 | . | . | . | . | 0 | . | . | . | . | 0 | . | . | . | . | 0 | . | . | . | . | 0 | . | . | . | . | 0 | . | . | . | . | 0 | . | . | . | . | 0 | . | . | . | . | 0 | 11.858 | 8.92 | 0.114 | 0 | 20.892 | 2958 | 57 | 2 | 0 | 3017 | 0 | 0 | 0 | 0 | 0
2023 | CA | 12745 | Modesto Irrigation District | BANC | AC | 51.512 | 16.62 | 9.914 | . | 78.046 | 10342 | 179 | 55 | . | 10576 | . | . | . | . | 0 | . | . | . | . | 0 | . | . | . | . | 0 | . | . | . | . | 0 | . | . | . | . | 0 | 3.073 | . | 0.171 | . | 3.244 | 405 | . | 1 | . | 406 | . | . | . | . | 0 | . | . | 1.341 | . | 1.341 | . | . | 1 | . | 1 | . | . | . | . | 0 | . | . | . | . | 0 | . | . | . | . | 0 | . | . | . | . | 0 | . | . | . | . | 0 | . | . | . | . | 0 | . | . | . | . | 0 | 51.512 | 16.62 | 9.914 | 0 | 78.046 | 10342 | 179 | 55 | 0 | 10576 | 0 | 0 | 0 | 0 | 0
2023 | CA | 14328 | Pacific Gas & Electric Co. | CISO | AC | 5005.186 | 1510.375 | 1260.687 | 0 | 7776.248 | 796957 | 15596 | 5291 | 0 | 817844 | 0 | 0 | 0 | 0 | 0 | 0 | 0 | 0 | 0 | 0 | 0 | 0 | 0 | 0 | 0 | 23.022 | 48.076 | 0.138 | 0 | 71.236 | 5876 | 3653 | 4 | 0 | 9533 | 494.533 | 36.866 | 57.507 | 0 | 588.906 | 72121 | 332 | 160 | 0 | 72613 | 0 | 0 | 0 | 0 | 0 | 0.085 | 0 | 0.245 | 0 | 0.33 | 8 | 0 | 2 | 0 | 10 | 0 | 0 | 0 | 0 | 0 | 0.916 | 0.623 | 27.193 | 0 | 28.732 | 165 | 36 | 44 | 0 | 245 | 0 | 0 | 0 | 0 | 0 | 0.26 | 60.602 | 185.335 | 0 | 246.197 | 34 | 90 | 250 | 0 | 374 | 0 | 0 | 0 | 0 | 0 | 5029.384 | 1619.676 | 1473.353 | 0 | 8122.413 | 803032 | 19375 | 5589 | 0 | 827996 | 0 | 0 | 0 | 0 | 0
2023 | CA | 14354 | PacifiCorp | PACW | DC | 5.654 | 4.811 | 2.964 | 0 | 13.429 | 717 | 66 | 21 | 0 | 804 | . | . | . | . | 0 | . | . | . | . | 0 | . | . | . | . | 0 | . | . | . | . | 0 | . | . | . | . | 0 | 0.649 | 0.03 | 0 | 0 | 0.679 | 56 | 1 | 0 | 0 | 57 | 0.806 | 0.01 | 0 | 0 | 0.816 | . | . | . | . | 0 | . | . | . | . | 0 | . | . | . | . | 0 | 0.001 | 0.005 | 0 | 0 | 0.006 | 1 | 2 | 0 | 0 | 3 | . | . | . | . | 0 | 0.011 | 0.066 | 0 | 0 | 0.077 | 2 | 1 | 0 | 0 | 3 | . | . | . | . | 0 | 5.666 | 4.882 | 2.964 | 0 | 13.512 | 720 | 69 | 21 | 0 | 810 | 0 | 0 | 0 | 0 | 0
2023 | CA | 14401 | City of Palo Alto - (CA) | CISO | AC | 6.5 | 10.7 | . | . | 17.2 | 1274 | 100 | . | . | 1374 | 125 | 4091 | . | . | 4216 | . | . | . | . | 0 | . | . | . | . | 0 | . | . | . | . | 0 | . | . | . | . | 0 | 1.084 | . | . | . | 1.084 | 101 | . | . | . | 101 | . | . | . | . | 0 | . | . | . | . | 0 | . | . | . | . | 0 | . | . | . | . | 0 | . | . | . | . | 0 | . | . | . | . | 0 | . | . | . | . | 0 | . | . | . | . | 0 | . | . | . | . | 0 | . | . | . | . | 0 | 6.5 | 10.7 | 0 | 0 | 17.2 | 1274 | 100 | 0 | 0 | 1374 | 125 | 4091 | 0 | 0 | 4216
2023 | CA | 14534 | City of Pasadena - (CA) | CISO | AC | 14.254 | 8.95 | . | . | 23.204 | 2473 | 100 | . | . | 2573 | 74.461 | 58.742 | . | . | 133.203 | . | . | . | . | 0 | . | . | . | . | 0 | . | . | . | . | 0 | . | . | . | . | 0 | . | . | . | . | 0 | . | . | . | . | 0 | . | . | . | . | 0 | . | . | . | . | 0 | . | . | . | . | 0 | . | . | . | . | 0 | . | . | . | . | 0 | . | . | . | . | 0 | . | . | . | . | 0 | . | . | . | . | 0 | . | . | . | . | 0 | . | . | . | . | 0 | 14.254 | 8.95 | 0 | 0 | 23.204 | 2473 | 100 | 0 | 0 | 2573 | 74.461 | 58.742 | 0 | 0 | 133.203
2023 | CA | 15783 | City of Redding - (CA) | BANC | DC | 14.349 | 6.954 | . | . | 21.303 | 1987 | 101 | . | . | 2088 | . | . | . | . | 0 | . | . | . | . | 0 | . | . | . | . | 0 | . | . | . | . | 0 | . | . | . | . | 0 | . | . | . | . | 0 | . | . | . | . | 0 | . | . | . | . | 0 | . | . | . | . | 0 | . | . | . | . | 0 | . | . | . | . | 0 | . | . | . | . | 0 | . | . | . | . | 0 | . | . | . | . | 0 | . | . | . | . | 0 | . | . | . | . | 0 | . | . | . | . | 0 | 14.349 | 6.954 | 0 | 0 | 21.303 | 1987 | 101 | 0 | 0 | 2088 | 0 | 0 | 0 | 0 | 0
2023 | CA | 16088 | City of Riverside - (CA) | CISO | DC | 40.47 | 22.76 | . | . | 63.23 | 6570 | 227 | . | . | 6797 | 1765 | . | . | . | 1765 | . | . | . | . | 0 | . | . | . | . | 0 | . | . | . | . | 0 | . | . | . | . | 0 | . | . | . | . | 0 | . | . | . | . | 0 | . | . | . | . | 0 | . | . | . | . | 0 | . | . | . | . | 0 | . | . | . | . | 0 | . | . | . | . | 0 | . | . | . | . | 0 | . | . | . | . | 0 | . | . | . | . | 0 | . | . | . | . | 0 | . | . | . | . | 0 | 40.47 | 22.76 | 0 | 0 | 63.23 | 6570 | 227 | 0 | 0 | 6797 | 1765 | 0 | 0 | 0 | 1765
2023 | CA | 16295 | City of Roseville - (CA) | BANC | AC | 39.628 | 6.966 | 1.789 | 0 | 48.383 | 10548 | 75 | 3 | 0 | 10626 | 19507 | 1872 | 0 | 0 | 21379 | 0 | 0 | 0 | 0 | 0 | 0 | 0 | 0 | 0 | 0 | 0.96 | 0 | 0 | 0 | 0.96 | 183 | 0 | 0 | 0 | 183 | 0.693 | 0 | 0 | 0 | 0.693 | 102 | 0 | 0 | 0 | 102 | 1.921 | 0 | 0 | 0 | 1.921 | 0 | 0 | 0 | 0 | 0 | 0 | 0 | 0 | 0 | 0 | 0 | 0 | 0 | 0 | 0 | 0 | 0 | 0 | 0 | 0 | 0 | 0 | 0 | 0 | 0 | 0 | 0 | 0 | 0 | 0 | 0 | 0 | 0 | 0 | 0 | 0 | 0 | 0 | 0 | 0 | 0 | 0 | 0 | 0 | 0 | 40.588 | 6.966 | 1.789 | 0 | 49.343 | 10731 | 75 | 3 | 0 | 10809 | 19507 | 1872 | 0 | 0 | 21379
2023 | CA | 16534 | Sacramento Municipal Util Dist | BANC | AC | 233.627 | 83.737 | 37.188 | 0 | 354.552 | 51374 | 1228 | 51 | 0 | 52653 | . | . | . | . | 0 | . | . | . | . | 0 | . | . | . | . | 0 | 0.671 | 0.348 | 0 | 0 | 1.019 | 560 | 43 | 0 | 0 | 603 | 9.93 | 0.027 | . | . | 9.957 | 1528 | 4 | . | . | 1532 | . | . | . | . | 0 | . | . | . | . | 0 | . | . | . | . | 0 | . | . | . | . | 0 | 0.002 | . | 0.005 | . | 0.007 | 1 | . | 1 | . | 2 | . | . | . | . | 0 | . | . | . | . | 0 | . | . | . | . | 0 | . | . | . | . | 0 | 234.3 | 84.085 | 37.193 | 0 | 355.578 | 51935 | 1271 | 52 | 0 | 53258 | 0 | 0 | 0 | 0 | 0
2023 | CA | 16609 | San Diego Gas & Electric Co | CISO | AC | 1699.235 | 296.211 | 103.171 | 0 | 2098.617 | 307300 | 5366 | 139 | 0 | 312805 | 0 | 1 | 0 | 0 | 1 | 0 | 0 | 0 | 0 | 0 | 0 | 0 | 0 | 0 | 0 | 22.302 | 6.58 | 3.825 | 0 | 32.707 | 599 | 76 | 6 | 0 | 681 | 68.522 | 15.289 | 4.476 | 0 | 88.287 | 10256 | 172 | 6 | 0 | 10434 | 0 | 0 | 0 | 0 | 0 | 0 | 0 | 0 | 0 | 0 | 0 | 0 | 0 | 0 | 0 | 0 | 0 | 0 | 0 | 0 | 0.122 | 0.007 | 1 | 0 | 1.129 | 37 | 3 | 1 | 0 | 41 | 0 | 0 | 0 | 0 | 0 | 0.022 | 14.177 | 15.308 | 0 | 29.507 | 2 | 52 | 21 | 0 | 75 | 0 | 0 | 0 | 0 | 0 | 1721.681 | 316.975 | 123.304 | 0 | 2161.96 | 307938 | 5497 | 167 | 0 | 313602 | 0 | 1 | 0 | 0 | 1
2023 | CA | 16612 | City & County of San Francisco | CISO | AC | . | . | . | . | 0 | . | . | . | . | 0 | . | . | . | . | 0 | . | . | . | . | 0 | . | . | . | . | 0 | . | 0.402 | . | . | 0.402 | . | 2 | . | . | 2 | . | . | . | . | 0 | . | . | . | . | 0 | . | . | . | . | 0 | . | . | . | . | 0 | . | . | . | . | 0 | . | . | . | . | 0 | . | . | . | . | 0 | . | . | . | . | 0 | . | . | . | . | 0 | . | . | . | . | 0 | . | . | . | . | 0 | . | . | . | . | 0 | 0 | 0.402 | 0 | 0 | 0.402 | 0 | 2 | 0 | 0 | 2 | 0 | 0 | 0 | 0 | 0
2023 | CA | 16655 | City of Santa Clara - (CA) | CISO | AC | 3.207 | 16.313 | . | . | 19.52 | 826 | 99 | . | . | 925 | . | . | . | . | 0 | . | . | . | . | 0 | . | . | . | . | 0 | . | . | . | . | 0 | . | . | . | . | 0 | . | . | . | . | 0 | . | . | . | . | 0 | . | . | . | . | 0 | . | . | . | . | 0 | . | . | . | . | 0 | . | . | . | . | 0 | . | . | . | . | 0 | . | . | . | . | 0 | . | . | . | . | 0 | . | . | . | . | 0 | . | . | . | . | 0 | . | . | . | . | 0 | 3.207 | 16.313 | 0 | 0 | 19.52 | 826 | 99 | 0 | 0 | 925 | 0 | 0 | 0 | 0 | 0
2023 | CA | 17609 | Southern California Edison Co | CISO | AC | 3857.726 | 995.981 | 277.208 | . | 5130.915 | 625170 | 9015 | 507 | . | 634692 | . | . | . | . | 0 | . | . | . | . | 0 | . | . | . | . | 0 | 8.337 | 44.825 | . | . | 53.162 | 103 | 1131 | . | . | 1234 | 301.206 | 61.164 | 5.286 | . | 367.656 | 45945 | 434 | 15 | . | 46394 | 735.589 | 142.199 | 15.857 | . | 893.645 | . | . | . | . | 0 | . | . | . | . | 0 | . | . | . | . | 0 | 1.797 | 4.955 | 8.1 | . | 14.852 | 213 | 15 | 7 | . | 235 | . | . | . | . | 0 | 0.726 | 49.285 | 33.703 | . | 83.714 | 77 | 129 | 46 | . | 252 | . | . | . | . | 0 | 3868.586 | 1095.046 | 319.011 | 0 | 5282.643 | 625563 | 10290 | 560 | 0 | 636413 | 0 | 0 | 0 | 0 | 0
2023 | CA | 17612 | Bear Valley Electric Service | CISO | DC | 2.738 | 3.112 | . | . | 5.85 | 573 | 25 | . | . | 598 | . | . | . | . | 0 | . | . | . | . | 0 | . | . | . | . | 0 | . | . | . | . | 0 | . | . | . | . | 0 | . | . | . | . | 0 | . | . | . | . | 0 | . | . | . | . | 0 | . | . | . | . | 0 | . | . | . | . | 0 | . | . | . | . | 0 | 0.069 | 0.01 | . | . | 0.079 | 6 | 1 | . | . | 7 | . | . | . | . | 0 | . | . | . | . | 0 | . | . | . | . | 0 | . | . | . | . | 0 | 2.807 | 3.122 | 0 | 0 | 5.929 | 579 | 26 | 0 | 0 | 605 | 0 | 0 | 0 | 0 | 0
2023 | CA | 17896 | City of Shasta Lake - (CA) | BANC | AC | 0.603 | 0.177 | . | . | 0.78 | 115 | 7 | . | . | 122 | . | . | . | . | 0 | . | . | . | . | 0 | . | . | . | . | 0 | . | . | . | . | 0 | . | . | . | . | 0 | 0.007 | . | . | . | 0.007 | 3 | . | . | . | 3 | 0.037 | . | . | . | 0.037 | . | . | . | . | 0 | . | . | . | . | 0 | . | . | . | . | 0 | . | . | . | . | 0 | . | . | . | . | 0 | . | . | . | . | 0 | . | . | 0.85 | . | 0.85 | . | . | 1 | . | 1 | . | . | . | . | 0 | 0.603 | 0.177 | 0.85 | 0 | 1.63 | 115 | 7 | 1 | 0 | 123 | 0 | 0 | 0 | 0 | 0
2023 | CA | 18260 | Surprise Valley Electrification | PACW | AC | 0.137 | 0.028 | . | . | 0.165 | 14 | 3 | . | . | 17 | . | . | . | . | 0 | . | . | . | . | 0 | . | . | . | . | 0 | . | . | . | . | 0 | . | . | . | . | 0 | . | . | . | . | 0 | . | . | . | . | 0 | . | . | . | . | 0 | . | . | . | . | 0 | . | . | . | . | 0 | . | . | . | . | 0 | . | . | . | . | 0 | . | . | . | . | 0 | . | . | . | . | 0 | . | . | . | . | 0 | . | . | . | . | 0 | . | . | . | . | 0 | 0.137 | 0.028 | 0 | 0 | 0.165 | 14 | 3 | 0 | 0 | 17 | 0 | 0 | 0 | 0 | 0
2023 | CA | 19281 | Turlock Irrigation District | TIDC | AC | 21.912 | 12.467 | 18.957 | . | 53.336 | 3606 | 75 | 106 | . | 3787 | . | . | . | . | 0 | . | . | . | . | 0 | . | . | . | . | 0 | 0.063 | . | 3.634 | . | 3.697 | 3 | . | 10 | . | 13 | . | . | . | . | 0 | . | . | . | . | 0 | . | . | . | . | 0 | . | . | . | . | 0 | . | . | . | . | 0 | . | . | . | . | 0 | . | . | . | . | 0 | . | . | . | . | 0 | . | . | . | . | 0 | . | . | . | . | 0 | . | . | . | . | 0 | . | . | . | . | 0 | 21.975 | 12.467 | 22.591 | 0 | 57.033 | 3609 | 75 | 116 | 0 | 3800 | 0 | 0 | 0 | 0 | 0
2023 | CA | 19798 | City of Vernon | CISO | AC | . | 6.528 | . | . | 6.528 | . | 34 | . | . | 34 | . | . | . | . | 0 | . | . | . | . | 0 | . | . | . | . | 0 | . | . | . | . | 0 | . | . | . | . | 0 | . | . | . | . | 0 | . | . | . | . | 0 | . | . | . | . | 0 | . | . | . | . | 0 | . | . | . | . | 0 | . | . | . | . | 0 | . | . | . | . | 0 | . | . | . | . | 0 | . | . | . | . | 0 | . | . | . | . | 0 | . | . | . | . | 0 | . | . | . | . | 0 | 0 | 6.528 | 0 | 0 | 6.528 | 0 | 34 | 0 | 0 | 34 | 0 | 0 | 0 | 0 | 0
2023 | CA | 55787 | City of Moreno Valley - (CA) | CISO | AC | 11.147 | 5.03 | . | . | 16.177 | 2472 | 21 | . | . | 2493 | 4384 | 0 | . | . | 4384 | 0 | 0 | . | . | 0 | 0 | 0 | . | . | 0 | 0 | 0 | . | . | 0 | 0 | 0 | . | . | 0 | 0.24 | 0 | . | . | 0.24 | 22 | 0 | . | . | 22 | 0.24 | 0 | . | . | 0.24 | 0 | 0 | . | . | 0 | 0 | 0 | . | . | 0 | 0 | 0 | . | . | 0 | . | . | . | . | 0 | . | . | . | . | 0 | . | . | . | . | 0 | . | . | . | . | 0 | . | . | . | . | 0 | . | . | . | . | 0 | 11.147 | 5.03 | 0 | 0 | 16.177 | 2472 | 21 | 0 | 0 | 2493 | 4384 | 0 | 0 | 0 | 4384
2023 | CA | 57483 | Liberty Utilities | CISO | AC | 3.122 | 0.926 | . | . | 4.048 | 575 | 31 | . | . | 606 | . | . | . | . | 0 | . | . | . | . | 0 | . | . | . | . | 0 | 0.072 | . | . | . | 0.072 | 52 | . | . | . | 52 | . | . | . | . | 0 | . | . | . | . | 0 | . | . | . | . | 0 | . | . | . | . | 0 | . | . | . | . | 0 | . | . | . | . | 0 | 0.001 | . | . | . | 0.001 | 1 | . | . | . | 1 | . | . | . | . | 0 | . | . | . | . | 0 | . | . | . | . | 0 | . | . | . | . | 0 | 3.195 | 0.926 | 0 | 0 | 4.121 | 628 | 31 | 0 | 0 | 659 | 0 | 0 | 0 | 0 | 0
2023 | CA | 99999 | State Adjustment | BANC |  | -2.502 | -1.213 | . | . | -3.715 | . | . | . | . | . | . | . | . | . | . | . | . | . | . | . | . | . | . | . | . | . | . | . | . | . | . | . | . | . | . | . | . | . | . | . | . | . | . | . | . | . | . | . | . | . | . | . | . | . | . | . | . | . | . | . | . | . | . | . | . | . | . | . | . | . | . | . | . | . | . | . | . | . | . | . | . | . | . | . | . | . | . | . | . | . | . | . | . | . | . | -2.502 | -1.213 | . | . | -3.715 | . | . | . | . | . | . | . | . | . | .
2023 | CA | 99999 | State Adjustment | CISO |  | -6.652 | -1.331 | 0.497 | . | -7.486 | . | . | . | . | . | . | . | . | . | . | . | . | . | . | . | . | . | . | . | . | . | . | . | . | . | . | . | . | . | . | . | . | . | . | . | . | . | . | . | . | . | . | . | . | . | . | . | . | . | . | . | . | . | . | . | . | . | . | . | . | . | . | . | . | . | . | . | . | . | . | . | . | . | . | . | . | . | . | . | . | . | . | . | . | . | . | . | . | . | . | -6.652 | -1.331 | 0.497 | . | -7.486 | . | . | . | . | . | . | . | . | . | .
2023 | CA | 99999 | State Adjustment | NEVP |  | 0.74 | 0.284 | . | . | 1.024 | . | . | . | . | . | . | . | . | . | . | . | . | . | . | . | . | . | . | . | . | . | . | . | . | . | . | . | . | . | . | . | . | . | . | . | . | . | . | . | . | . | . | . | . | . | . | . | . | . | . | . | . | . | . | . | . | . | . | . | . | . | . | . | . | . | . | . | . | . | . | . | . | . | . | . | . | . | . | . | . | . | . | . | . | . | . | . | . | . | . | 0.74 | 0.284 | . | . | 1.024 | . | . | . | . | . | . | . | . | . | .
2023 | CA | 99999 | State Adjustment | PACW |  | -0.986 | -0.839 | -0.517 | . | -2.342 | . | . | . | . | . | . | . | . | . | . | . | . | . | . | . | . | . | . | . | . | . | . | . | . | . | . | . | . | . | . | . | . | . | . | . | . | . | . | . | . | . | . | . | . | . | . | . | . | . | . | . | . | . | . | . | . | . | . | . | . | . | . | . | . | . | . | . | . | . | . | . | . | . | . | . | . | . | . | . | . | . | . | . | . | . | . | . | . | . | . | -0.986 | -0.839 | -0.517 | . | -2.342 | . | . | . | . | . | . | . | . | . | .
2023 | CA | 99999 | State Adjustment | WALC |  | 0.938 | 0.674 | 0 | . | 1.612 | . | . | . | . | . | . | . | . | . | . | . | . | . | . | . | . | . | . | . | . | . | . | . | . | . | . | . | . | . | . | . | . | . | . | . | . | . | . | . | . | . | . | . | . | . | . | . | . | . | . | . | . | . | . | . | . | . | . | . | . | . | . | . | . | . | . | . | . | . | . | . | . | . | . | . | . | . | . | . | . | . | . | . | . | . | . | . | . | . | . | 0.938 | 0.674 | 0 | . | 1.612 | . | . | . | . | . | . | . | . | . | .
2023 | CO | 3989 | City of Colorado Springs - (CO) | WACM | AC | 38.587 | 2.138 | 0 | 0 | 40.725 | 8474 | 552 | 0 | . | 9026 | 1186.09 | 6368.61 | 0 | 0 | 7554.7 | . | . | 0 | 0 | 0 | . | . | 0 | 0 | 0 | 0.72 | 3.2 | 0 | 0 | 3.92 | 382 | 66 | 0 | 0 | 448 | 1.618 | 0.092 | 0 | 0 | 1.71 | 231 | 14 | 0 | 0 | 245 | 4.119 | 0.123 | 0 | 0 | 4.242 | 0 | 0 | 0 | 0 | 0 | 0 | 0 | 0 | 0 | 0 | 0 | 0 | 0 | 0 | 0 | 0 | 0.01 | 0 | . | 0.01 | 0 | 1 | 0 | 0 | 1 | 0 | 0 | 0 | 0 | 0 | 0 | 0 | 0 | 0 | 0 | 0 | 0 | 0 | 0 | 0 | 0 | 0 | 0 | 0 | 0 | 39.307 | 5.348 | 0 | 0 | 44.655 | 8856 | 619 | 0 | 0 | 9475 | 1186.09 | 6368.61 | 0 | 0 | 7554.7
2023 | CO | 5086 | Delta Montrose Electric Assn | WACM | DC | 12.279 | 1.133 | . | . | 13.412 | 1810 | 55 | . | . | 1865 | . | . | . | . | 0 | . | . | . | . | 0 | . | . | . | . | 0 | . | . | . | . | 0 | . | . | . | . | 0 | . | . | . | . | 0 | . | . | . | . | 0 | . | . | . | . | 0 | . | . | . | . | 0 | . | . | . | . | 0 | . | . | . | . | 0 | 0.012 | . | . | . | 0.012 | 2 | . | . | . | 2 | . | . | . | . | 0 | 0.015 | 0.158 | . | . | 0.173 | 3 | 2 | . | . | 5 | . | . | . | . | 0 | 12.306 | 1.291 | 0 | 0 | 13.597 | 1815 | 57 | 0 | 0 | 1872 | 0 | 0 | 0 | 0 | 0
2023 | CO | 5862 | Empire Electric Assn, Inc | WACM | AC | 2.806 | 2.738 | 0.017 | . | 5.561 | 441 | 97 | 1 | . | 539 | . | . | . | . | 0 | . | . | . | . | 0 | . | . | . | . | 0 | 0.021 | . | . | . | 0.021 | 6 | . | . | . | 6 | . | . | . | . | 0 | . | . | . | . | 0 | . | . | . | . | 0 | . | . | . | . | 0 | . | . | . | . | 0 | . | . | . | . | 0 | . | . | . | . | 0 | . | . | . | . | 0 | . | . | . | . | 0 | . | . | 0.053 | . | 0.053 | . | . | 3 | . | 3 | . | . | . | . | 0 | 2.827 | 2.738 | 0.07 | 0 | 5.635 | 447 | 97 | 4 | 0 | 548 | 0 | 0 | 0 | 0 | 0
2023 | CO | 6604 | City of Fort Collins - (CO) | PSCO | DC | 21.806 | 2.251 | 3.779 | . | 27.836 | 3528 | 77 | 24 | . | 3629 | . | . | . | . | 0 | . | . | . | . | 0 | . | . | . | . | 0 | 0.729 | . | . | . | 0.729 | 312 | . | . | . | 312 | 1.1 | 0.122 | . | . | 1.222 | 155 | 2 | . | . | 157 | 2.724 | 0.372 | . | . | 3.096 | . | 0.015 | . | . | 0.015 | . | 1 | . | . | 1 | . | 0.041 | . | . | 0.041 | 0.001 | . | . | . | 0.001 | 1 | . | . | . | 1 | . | . | . | . | 0 | . | . | 1.976 | . | 1.976 | . | . | 6 | . | 6 | . | . | . | . | 0 | 22.536 | 2.251 | 5.755 | 0 | 30.542 | 3841 | 77 | 30 | 0 | 3948 | 0 | 0 | 0 | 0 | 0
2023 | CO | 6638 | City of Fountain | PSCO | AC | 5.415 | . | . | . | 5.415 | 850 | . | . | . | 850 | 3947 | . | . | . | 3947 | . | . | . | . | 0 | . | . | . | . | 0 | . | . | . | . | 0 | . | . | . | . | 0 | . | . | . | . | 0 | . | . | . | . | 0 | . | . | . | . | 0 | . | . | . | . | 0 | . | . | . | . | 0 | . | . | . | . | 0 | . | . | . | . | 0 | . | . | . | . | 0 | . | . | . | . | 0 | . | . | . | . | 0 | . | . | . | . | 0 | . | . | . | . | 0 | 5.415 | 0 | 0 | 0 | 5.415 | 850 | 0 | 0 | 0 | 850 | 3947 | 0 | 0 | 0 | 3947
2023 | CO | 7563 | Grand Valley Power | PSCO | DC | 6.835 | 1.1 | . | . | 7.935 | 1131 | 14 | . | . | 1145 | . | . | . | . | 0 | . | . | . | . | 0 | . | . | . | . | 0 | . | . | . | . | 0 | . | . | . | . | 0 | . | . | . | . | 0 | . | . | . | . | 0 | . | . | . | . | 0 | . | . | . | . | 0 | . | . | . | . | 0 | . | . | . | . | 0 | 0.003 | . | . | . | 0.003 | 1 | . | . | . | 1 | . | . | . | . | 0 | 0.005 | . | . | . | 0.005 | 2 | . | . | . | 2 | . | . | . | . | 0 | 6.843 | 1.1 | 0 | 0 | 7.943 | 1134 | 14 | 0 | 0 | 1148 | 0 | 0 | 0 | 0 | 0
2023 | CO | 8570 | Highline Electric Assn | WACM | DC | 0.578 | 0.024 | 0.037 | . | 0.639 | 58 | 1 | 3 | . | 62 | 416.37 | 22.28 | 36.958 | . | 475.608 | . | . | . | . | 0 | . | . | . | . | 0 | . | . | . | . | 0 | . | . | . | . | 0 | . | . | . | . | 0 | . | . | . | . | 0 | . | . | . | . | 0 | . | . | . | . | 0 | . | . | . | . | 0 | . | . | . | . | 0 | 0.026 | . | . | . | 0.026 | 3 | . | . | . | 3 | 4.142 | . | . | . | 4.142 | . | . | . | . | 0 | . | . | . | . | 0 | . | . | . | . | 0 | 0.604 | 0.024 | 0.037 | 0 | 0.665 | 61 | 1 | 3 | 0 | 65 | 420.512 | 22.28 | 36.958 | 0 | 479.75
2023 | CO | 8773 | Holy Cross Electric Assn, Inc | PSCO | DC | 21.495 | 3.485 | 0.016 | 0 | 24.996 | 2549 | 183 | 2 | 0 | 2734 | 748.206 | 142.515 | 0 | 0 | 890.721 | 0 | 0 | 0 | 0 | 0 | 0 | 0 | 0 | 0 | 0 | 0 | 0 | 0 | 0 | 0 | 0 | 0 | 0 | 0 | 0 | 4.027 | 0 | 0 | 0 | 4.027 | 218 | 0 | 0 | 0 | 218 | 18.122 | 0 | 0 | 0 | 18.122 | 0 | 0 | 0 | 0 | 0 | 0 | 0 | 0 | 0 | 0 | 0 | 0 | 0 | 0 | 0 | 0 | 0.009 | 0 | 0 | 0.009 | 0 | 3 | 0 | 0 | 3 | 0 | 0 | 0 | 0 | 0 | 0.032 | 0.009 | 0 | 0 | 0.041 | 7 | 3 | 0 | 0 | 10 | 0 | 0 | 0 | 0 | 0 | 21.527 | 3.503 | 0.016 | 0 | 25.046 | 2556 | 189 | 2 | 0 | 2747 | 748.206 | 142.515 | 0 | 0 | 890.721
2023 | CO | 9336 | CORE Electric Cooperative | PSCO | AC | 50.91 | 0.96 | 0.43 | . | 52.3 | 8867 | 32 | 3 | . | 8902 | . | . | . | . | 0 | . | . | . | . | 0 | . | . | . | . | 0 | . | . | . | . | 0 | . | . | . | . | 0 | . | . | . | . | 0 | . | . | . | . | 0 | . | . | . | . | 0 | . | . | . | . | 0 | . | . | . | . | 0 | . | . | . | . | 0 | 0.03 | . | . | . | 0.03 | 14 | . | . | . | 14 | . | . | . | . | 0 | 0.011 | . | . | . | 0.011 | 2 | . | . | . | 2 | . | . | . | . | 0 | 50.951 | 0.96 | 0.43 | 0 | 52.341 | 8883 | 32 | 3 | 0 | 8918 | 0 | 0 | 0 | 0 | 0
2023 | CO | 10066 | K C Electric Association | WACM | DC | 0.203 | 0.232 | 0.034 | 0 | 0.469 | 22 | 14 | 2 | 0 | 38 | 0 | 0 | 0 | 0 | 0 | 0 | 0 | 0 | 0 | 0 | 0 | 0 | 0 | 0 | 0 | 0 | 0 | 0 | 0 | 0 | 0 | 0 | 0 | 0 | 0 | 0 | 0 | 0 | 0 | 0 | 0 | 0 | 0 | 0 | 0 | 0 | 0 | 0 | 0 | 0 | 0 | 0 | 0 | 0 | 0 | 0 | 0 | 0 | 0 | 0 | 0 | 0 | 0 | 0 | 0 | 0.01 | 0 | 0 | 0 | 0.01 | 1 | 0 | 0 | 0 | 1 | 0 | 0 | 0 | 0 | 0 | 0 | 0 | 0 | 0 | 0 | 0 | 0 | 0 | 0 | 0 | 0 | 0 | 0 | 0 | 0 | 0.213 | 0.232 | 0.034 | 0 | 0.479 | 23 | 14 | 2 | 0 | 39 | 0 | 0 | 0 | 0 | 0
2023 | CO | 10539 | La Plata Electric Assn, Inc | WACM | DC | 15.657 | 3.582 | 0 | . | 19.239 | 2429 | 177 | . | . | 2606 | 1201.684 | 122.099 | . | . | 1323.783 | 0 | 0 | . | . | 0 | 0 | 0 | . | . | 0 | 0.261 | 0.089 | . | . | 0.35 | 54 | 11 | . | . | 65 | 0.666 | . | . | . | 0.666 | 89 | . | . | . | 89 | 1.601 | . | . | . | 1.601 | . | . | . | . | 0 | . | . | . | . | 0 | . | . | . | . | 0 | 0.01 | . | . | . | 0.01 | 2 | . | . | . | 2 | . | . | . | . | 0 | 0.002 | . | . | . | 0.002 | 2 | . | . | . | 2 | 0 | . | . | . | 0 | 15.93 | 3.671 | 0 | 0 | 19.601 | 2487 | 188 | 0 | 0 | 2675 | 1201.684 | 122.099 | 0 | 0 | 1323.783
2023 | CO | 11187 | City of Longmont | PSCO | AC | 6.263 | 0.533 | . | . | 6.796 | 903 | 24 | . | . | 927 | 4257.952 | 348.508 | . | . | 4606.46 | . | . | . | . | 0 | . | . | . | . | 0 | . | . | . | . | 0 | . | . | . | . | 0 | . | . | . | . | 0 | . | . | . | . | 0 | . | . | . | . | 0 | . | . | . | . | 0 | . | . | . | . | 0 | . | . | . | . | 0 | . | . | . | . | 0 | . | . | . | . | 0 | . | . | . | . | 0 | . | 0.165 | . | . | 0.165 | . | 2 | . | . | 2 | . | 54.2 | . | . | 54.2 | 6.263 | 0.698 | 0 | 0 | 6.961 | 903 | 26 | 0 | 0 | 929 | 4257.952 | 402.708 | 0 | 0 | 4660.66
2023 | CO | 11256 | City of Loveland - (CO) | PSCO | DC | 2.924 | 0.544 | 0 | 0 | 3.468 | 466 | 17 | 0 | 0 | 483 | 1906.24 | 137.031 | 285.408 | 0 | 2328.679 | 0 | 0 | 0 | 0 | 0 | 0 | 0 | 0 | 0 | 0 | 0 | 0 | 0 | 0 | 0 | 0 | 0 | 0 | 0 | 0 | 0.075 | 0 | 0 | 0 | 0.075 | 13 | 0 | 0 | 0 | 13 | 0.746 | 0 | . | 0 | 0.746 | 0 | 0 | 0 | 0 | 0 | 0 | 0 | 0 | 0 | 0 | 0 | 0 | 0 | 0 | 0 | 0 | 0 | 0 | 0 | 0 | 0 | 0 | 0 | 0 | 0 | 0 | 0 | 0 | 0 | 0 | 0 | 0 | 0 | 0 | 0 | 0 | 0 | 0 | 0 | 0 | 0 | 0 | 0 | 0 | 0 | 2.924 | 0.544 | 0 | 0 | 3.468 | 466 | 17 | 0 | 0 | 483 | 1906.24 | 137.031 | 285.408 | 0 | 2328.679
2023 | CO | 12860 | Morgan County Rural Elec Assn | WACM | DC | 0.642 | 0.016 | . | . | 0.658 | 79 | 2 | . | . | 81 | 64.36 | . | . | . | 64.36 | . | . | . | . | 0 | . | . | . | . | 0 | . | . | . | . | 0 | . | . | . | . | 0 | . | . | . | . | 0 | . | . | . | . | 0 | . | . | . | . | 0 | . | . | . | . | 0 | . | . | . | . | 0 | . | . | . | . | 0 | 0.003 | . | . | . | 0.003 | 1 | . | . | . | 1 | . | . | . | . | 0 | . | . | . | . | 0 | . | . | . | . | 0 | . | . | . | . | 0 | 0.645 | 0.016 | 0 | 0 | 0.661 | 80 | 2 | 0 | 0 | 82 | 64.36 | 0 | 0 | 0 | 64.36
2023 | CO | 12866 | Moon Lake Electric Assn Inc | WACM | AC | 0.017 | 0.1 | 0 | 0 | 0.117 | 3 | 5 | 0 | 0 | 8 | 0 | 0 | 0 | 0 | 0 | 0 | 0 | 0 | 0 | 0 | 0 | 0 | 0 | 0 | 0 | 0 | 0 | 0 | 0 | 0 | 0 | 0 | 0 | 0 | 0 | . | . | . | . | 0 | . | . | . | . | 0 | . | . | . | . | 0 | . | . | . | . | 0 | . | . | . | . | 0 | . | . | . | . | 0 | . | . | . | . | 0 | . | . | . | . | 0 | . | . | . | . | 0 | . | . | . | . | 0 | . | . | . | . | 0 | . | . | . | . | 0 | 0.017 | 0.1 | 0 | 0 | 0.117 | 3 | 5 | 0 | 0 | 8 | 0 | 0 | 0 | 0 | 0
2023 | CO | 13050 | Mountain Parks Electric, Inc | WACM | AC | 2.677 | 0.444 | . | . | 3.121 | 377 | 24 | . | . | 401 | . | . | . | . | 0 | 0 | 0 | . | . | 0 | 0 | 0 | . | . | 0 | 0 | 0 | . | . | 0 | 0 | 0 | . | . | 0 | . | . | . | . | 0 | . | . | . | . | 0 | . | . | . | . | 0 | . | . | . | . | 0 | . | . | . | . | 0 | . | . | . | . | 0 | 0.011 | . | . | . | 0.011 | 5 | . | . | . | 5 | . | . | . | . | 0 | . | 0.008 | . | . | 0.008 | . | 1 | . | . | 1 | . | . | . | . | 0 | 2.688 | 0.452 | 0 | 0 | 3.14 | 382 | 25 | 0 | 0 | 407 | 0 | 0 | 0 | 0 | 0
2023 | CO | 13058 | Mountain View Elec Assn, Inc | WACM | AC | 19.055 | 0.155 | . | . | 19.21 | 3358 | 16 | . | . | 3374 | 0 | 0 | . | . | 0 | 0 | 0 | . | . | 0 | 0 | 0 | . | . | 0 | 0 | 0 | . | . | 0 | 0 | 0 | . | . | 0 | 5.444 | 0 | . | . | 5.444 | 300 | 0 | . | . | 300 | 10.8 | 0 | . | . | 10.8 | 0 | 0 | . | . | 0 | 0 | 0 | . | . | 0 | 0 | 0 | . | . | 0 | 0.081 | 0.023 | . | . | 0.104 | 22 | 2 | . | . | 24 | 0 | 0 | . | . | 0 | 0.004 | 0 | . | . | 0.004 | 1 | 0 | . | . | 1 | 0 | 0 | . | . | 0 | 19.14 | 0.178 | 0 | 0 | 19.318 | 3381 | 18 | 0 | 0 | 3399 | 0 | 0 | 0 | 0 | 0
2023 | CO | 15257 | Poudre Valley REA, Inc | WACM | DC | 15.589 | 0.666 | 0.032 | 0 | 16.287 | 1938 | 47 | 2 | 0 | 1987 | . | . | . | . | 0 | 1.76 | . | . | . | 1.76 | 246 | . | . | . | 246 | 0.737 | . | . | . | 0.737 | 156 | . | . | . | 156 | . | . | . | . | 0 | . | . | . | . | 0 | . | . | . | . | 0 | . | . | . | . | 0 | . | . | . | . | 0 | . | . | . | . | 0 | . | . | . | . | 0 | . | . | . | . | 0 | . | . | . | . | 0 | . | . | . | . | 0 | . | . | . | . | 0 | . | . | . | . | 0 | 18.086 | 0.666 | 0.032 | 0 | 18.784 | 2340 | 47 | 2 | 0 | 2389 | 0 | 0 | 0 | 0 | 0
2023 | CO | 15466 | Public Service Co of Colorado | PSCO | DC | 597.987 | 209.235 | 10.981 | . | 818.203 | 101447 | 3104 | 11 | . | 104562 | . | . | . | . | 0 | . | . | . | . | 0 | . | . | . | . | 0 | . | . | . | . | 0 | . | . | . | . | 0 | . | . | . | . | 0 | . | . | . | . | 0 | . | . | . | . | 0 | . | . | . | . | 0 | . | . | . | . | 0 | . | . | . | . | 0 | . | . | . | . | 0 | . | . | . | . | 0 | . | . | . | . | 0 | . | . | . | . | 0 | . | . | . | . | 0 | . | . | . | . | 0 | 597.987 | 209.235 | 10.981 | 0 | 818.203 | 101447 | 3104 | 11 | 0 | 104562 | 0 | 0 | 0 | 0 | 0
2023 | CO | 16603 | San Luis Valley R E C, Inc | WACM | AC | 1.669 | 0.794 | 1.389 | . | 3.852 | 241 | 39 | 59 | . | 339 | . | . | . | . | 0 | . | . | . | . | 0 | . | . | . | . | 0 | . | . | . | . | 0 | . | . | . | . | 0 | . | . | . | . | 0 | . | . | . | . | 0 | . | . | . | . | 0 | . | . | . | . | 0 | . | . | . | . | 0 | . | . | . | . | 0 | 0.003 | . | . | . | 0.003 | 2 | . | . | . | 2 | . | . | . | . | 0 | . | . | . | . | 0 | . | . | . | . | 0 | . | . | . | . | 0 | 1.672 | 0.794 | 1.389 | 0 | 3.855 | 243 | 39 | 59 | 0 | 341 | 0 | 0 | 0 | 0 | 0
2023 | CO | 16616 | San Isabel Electric Assn, Inc | WACM | AC | 7.452 | . | . | . | 7.452 | 1281 | . | . | . | 1281 | 5.663 | . | . | . | 5.663 | . | . | . | . | 0 | . | . | . | . | 0 | . | . | . | . | 0 | . | . | . | . | 0 | . | . | . | . | 0 | . | . | . | . | 0 | . | . | . | . | 0 | . | . | . | . | 0 | . | . | . | . | 0 | . | . | . | . | 0 | 0.003 | . | . | . | 0.003 | 3 | . | . | . | 3 | 2.626 | . | . | . | 2.626 | 7.455 | . | . | . | 7.455 | 1284 | . | . | . | 1284 | 5663.786 | . | . | . | 5663.786 | 14.91 | 0 | 0 | 0 | 14.91 | 2568 | 0 | 0 | 0 | 2568 | 5672.075 | 0 | 0 | 0 | 5672.075
2023 | CO | 16622 | San Miguel Power Assn, Inc | WACM | AC | 5.927 | 1.051 | . | . | 6.978 | 554 | 55 | . | . | 609 | . | . | . | . | 0 | . | . | . | . | 0 | . | . | . | . | 0 | . | . | . | . | 0 | . | . | . | . | 0 | . | . | . | . | 0 | . | . | . | . | 0 | . | . | . | . | 0 | . | . | . | . | 0 | . | . | . | . | 0 | . | . | . | . | 0 | 0.004 | . | . | . | 0.004 | 2 | . | . | . | 2 | . | . | . | . | 0 | 0.009 | 0.033 | . | . | 0.042 | 2 | 2 | . | . | 4 | . | . | . | . | 0 | 5.94 | 1.084 | 0 | 0 | 7.024 | 558 | 57 | 0 | 0 | 615 | 0 | 0 | 0 | 0 | 0
2023 | CO | 17592 | Southeast Colorado Power Assn | WACM | AC | 1.403 | 0.406 | . | . | 1.809 | 166 | 17 | . | . | 183 | . | . | . | . | 0 | . | . | . | . | 0 | . | . | . | . | 0 | . | . | . | . | 0 | . | . | . | . | 0 | . | . | . | . | 0 | . | . | . | . | 0 | . | . | . | . | 0 | . | . | . | . | 0 | . | . | . | . | 0 | . | . | . | . | 0 | 0.064 | 0.055 | . | . | 0.119 | 14 | 3 | . | . | 17 | . | . | . | . | 0 | . | . | . | . | 0 | . | . | . | . | 0 | . | . | . | . | 0 | 1.467 | 0.461 | 0 | 0 | 1.928 | 180 | 20 | 0 | 0 | 200 | 0 | 0 | 0 | 0 | 0
2023 | CO | 19499 | United Power, Inc | WACM | AC | 67.465 | 2.662 | 0.067 | 0 | 70.194 | 11518 | 44 | 2 | 0 | 11564 | . | . | . | . | 0 | . | . | . | . | 0 | . | . | . | . | 0 | 0.015 | 0.003 | 0.003 | 0 | 0.021 | 24 | 1 | 1 | 0 | 26 | . | . | . | . | 0 | . | . | . | . | 0 | . | . | . | . | 0 | . | . | . | . | 0 | . | . | . | . | 0 | . | . | . | . | 0 | 0.022 | 0.012 | 0 | 0 | 0.034 | 8 | 2 | 0 | 0 | 10 | . | . | . | . | 0 | . | . | . | . | 0 | . | . | . | . | 0 | . | . | . | . | 0 | 67.502 | 2.677 | 0.07 | 0 | 70.249 | 11550 | 47 | 3 | 0 | 11600 | 0 | 0 | 0 | 0 | 0
2023 | CO | 20576 | White River Electric Assn, Inc | WACM | AC | 0.105 | 0.001 | . | . | 0.106 | 19 | 1 | . | . | 20 | . | . | . | . | 0 | . | . | . | . | 0 | . | . | . | . | 0 | . | . | . | . | 0 | . | . | . | . | 0 | . | . | . | . | 0 | . | . | . | . | 0 | . | . | . | . | 0 | . | . | . | . | 0 | . | . | . | . | 0 | . | . | . | . | 0 | . | . | . | . | 0 | . | . | . | . | 0 | . | . | . | . | 0 | . | . | 0.023 | . | 0.023 | . | . | 1 | . | 1 | . | . | . | . | 0 | 0.105 | 0.001 | 0.023 | 0 | 0.129 | 19 | 1 | 1 | 0 | 21 | 0 | 0 | 0 | 0 | 0
2023 | CO | 21075 | Y-W Electric Assn Inc | WACM | DC | 0.236 | 0.72 | . | . | 0.956 | 31 | 3 | . | . | 34 | 14.861 | 33.2 | . | . | 48.061 | . | . | . | . | 0 | . | . | . | . | 0 | . | . | . | . | 0 | . | . | . | . | 0 | . | . | . | . | 0 | . | . | . | . | 0 | . | . | . | . | 0 | . | . | . | . | 0 | . | . | . | . | 0 | . | . | . | . | 0 | . | 0.265 | . | . | 0.265 | . | 4 | . | . | 4 | . | 290.2 | . | . | 290.2 | . | . | . | . | 0 | . | . | . | . | 0 | . | . | . | . | 0 | 0.236 | 0.985 | 0 | 0 | 1.221 | 31 | 7 | 0 | 0 | 38 | 14.861 | 323.4 | 0 | 0 | 338.261
2023 | CO | 21081 | Yampa Valley Electric Assn Inc | PSCO | AC | 2.43 | 2.31 | . | . | 4.74 | 276 | 47 | . | . | 323 | 252.87 | 3.22 | . | . | 256.09 | . | 2 | . | . | 2 | . | 6 | . | . | 6 | 0.635 | . | . | . | 0.635 | 211 | . | . | . | 211 | 0.251 | 0.03 | . | . | 0.281 | 10 | 1 | . | . | 11 | 0.365 | 0.108 | . | . | 0.473 | . | . | . | . | 0 | . | . | . | . | 0 | . | . | . | . | 0 | 0.1 | . | . | . | 0.1 | 1 | . | . | . | 1 | . | . | . | . | 0 | . | . | . | . | 0 | . | . | . | . | 0 | . | . | . | . | 0 | 3.165 | 4.31 | 0 | 0 | 7.475 | 488 | 53 | 0 | 0 | 541 | 252.87 | 3.22 | 0 | 0 | 256.09
2023 | CO | 27058 | High West Energy, Inc | WACM | DC | 0.02 | . | . | . | 0.02 | 10 | . | . | . | 10 | . | . | . | . | 0 | . | . | . | . | 0 | . | . | . | . | 0 | . | . | . | . | 0 | . | . | . | . | 0 | . | . | . | . | 0 | . | . | . | . | 0 | . | . | . | . | 0 | . | . | . | . | 0 | . | . | . | . | 0 | . | . | . | . | 0 | . | . | . | . | 0 | . | . | . | . | 0 | . | . | . | . | 0 | . | . | . | . | 0 | . | . | . | . | 0 | . | . | . | . | 0 | 0.02 | 0 | 0 | 0 | 0.02 | 10 | 0 | 0 | 0 | 10 | 0 | 0 | 0 | 0 | 0
2023 | CO | 56146 | Black Hills Colorado Electric, LLC | PSCO | DC | 54.19 | 13.321 | 21 | . | 88.511 | 7868 | 242 | 3 | . | 8113 | . | . | . | . | 0 | 4.387 | 5.613 | . | . | 10 | 136 | 174 | . | . | 310 | 0.574 | 0.546 | . | . | 1.12 | 40 | 38 | . | . | 78 | . | . | . | . | 0 | . | . | . | . | 0 | . | . | . | . | 0 | . | . | . | . | 0 | . | . | . | . | 0 | . | . | . | . | 0 | 0.006 | . | 1.8 | . | 1.806 | 3 | . | 1 | . | 4 | . | . | . | . | 0 | . | . | . | . | 0 | . | . | . | . | 0 | . | . | . | . | 0 | 59.157 | 19.48 | 22.8 | 0 | 101.437 | 8047 | 454 | 4 | 0 | 8505 | 0 | 0 | 0 | 0 | 0
2023 | CO | 99999 | State Adjustment | PSCO |  | -121.883 | -39.801 | -6.239 | . | -167.924 | . | . | . | . | . | . | . | . | . | . | . | . | . | . | . | . | . | . | . | . | . | . | . | . | . | . | . | . | . | . | . | . | . | . | . | . | . | . | . | . | . | . | . | . | . | . | . | . | . | . | . | . | . | . | . | . | . | . | . | . | . | . | . | . | . | . | . | . | . | . | . | . | . | . | . | . | . | . | . | . | . | . | . | . | . | . | . | . | . | . | -121.883 | -39.801 | -6.239 | . | -167.924 | . | . | . | . | . | . | . | . | . | .
2023 | CO | 99999 | State Adjustment | WACM |  | -5.234 | -0.928 | 0.754 | . | -5.408 | . | . | . | . | . | . | . | . | . | . | . | . | . | . | . | . | . | . | . | . | . | . | . | . | . | . | . | . | . | . | . | . | . | . | . | . | . | . | . | . | . | . | . | . | . | . | . | . | . | . | . | . | . | . | . | . | . | . | . | . | . | . | . | . | . | . | . | . | . | . | . | . | . | . | . | . | . | . | . | . | . | . | . | . | . | . | . | . | . | . | -5.234 | -0.928 | 0.754 | . | -5.408 | . | . | . | . | . | . | . | . | . | .
2023 | CT | 4176 | Connecticut Light & Power Co | ISNE | AC | 524.575 | 202.058 | 28.934 | . | 755.567 | 68592 | 1864 | 89 | . | 70545 | . | . | . | . | 0 | . | 46.821 | . | . | 46.821 | . | 171 | . | . | 171 | . | 22.266 | . | . | 22.266 | . | 162 | . | . | 162 | . | . | . | . | 0 | . | . | . | . | 0 | . | . | . | . | 0 | . | . | . | . | 0 | . | . | . | . | 0 | . | . | . | . | 0 | 0.086 | 0.013 | . | . | 0.099 | 17 | 4 | . | . | 21 | . | . | . | . | 0 | 0.367 | 44.631 | 10.695 | . | 55.693 | 22 | 89 | 17 | . | 128 | . | . | . | . | 0 | 525.028 | 315.789 | 39.629 | 0 | 880.446 | 68631 | 2290 | 106 | 0 | 71027 | 0 | 0 | 0 | 0 | 0
2023 | CT | 7716 | Groton Dept of Utilities - (CT) | ISNE | AC | 4.16 | 0.291 | 0 | 0 | 4.451 | 809 | 6 | 0 | 0 | 815 | 2493.949 | 146.335 | 0 | 0 | 2640.284 | 0 | 0 | 0 | 0 | 0 | 0 | 0 | 0 | 0 | 0 | 0 | 0 | 0 | 0 | 0 | 0 | 0 | 0 | 0 | 0 | 0 | 0 | 0 | 0 | 0 | 0 | 0 | 0 | 0 | 0 | 0 | 0 | 0 | 0 | 0 | 0 | 0 | 0 | 0 | 0 | 0 | 0 | 0 | 0 | 0 | 0 | 0 | 0 | 0 | 0 | 0 | 0 | 0 | 0 | 0 | 0 | 0 | 0 | 0 | 0 | 0 | 0 | 0 | 0 | 0 | 0 | 0 | 0 | 0 | 0 | 0 | 0 | 0 | 0 | 0 | 0 | 0 | 0 | 0 | 0 | 4.16 | 0.291 | 0 | 0 | 4.451 | 809 | 6 | 0 | 0 | 815 | 2493.949 | 146.335 | 0 | 0 | 2640.284
2023 | CT | 13831 | City of Norwich - (CT) | ISNE | AC | 0.665 | 0.557 | . | . | 1.222 | 59 | 5 | . | . | 64 | 177.815 | 147.284 | . | . | 325.099 | . | . | . | . | 0 | . | . | . | . | 0 | . | . | . | . | 0 | . | . | . | . | 0 | . | . | . | . | 0 | . | . | . | . | 0 | . | . | . | . | 0 | . | . | . | . | 0 | . | . | . | . | 0 | . | . | . | . | 0 | . | . | . | . | 0 | . | . | . | . | 0 | . | . | . | . | 0 | . | 0.45 | . | . | 0.45 | . | 1 | . | . | 1 | . | 55.3 | . | . | 55.3 | 0.665 | 1.007 | 0 | 0 | 1.672 | 59 | 6 | 0 | 0 | 65 | 177.815 | 202.584 | 0 | 0 | 380.399
2023 | CT | 19497 | United Illuminating Co | ISNE | AC | 138.987 | 55.309 | 7.674 | . | 201.97 | 21175 | 399 | 47 | . | 21621 | . | . | . | . | 0 | . | 2 | . | . | 2 | . | 2 | . | . | 2 | . | 3.52 | . | . | 3.52 | . | 4 | . | . | 4 | 0.023 | . | . | . | 0.023 | 1 | . | . | . | 1 | 0.015 | . | . | . | 0.015 | 0.013 | . | . | . | 0.013 | 4 | . | . | . | 4 | 0.053 | . | . | . | 0.053 | . | 0.03 | 0.1 | . | 0.13 | . | 1 | 1 | . | 2 | . | 0 | 1.403 | . | 1.403 | . | 13.265 | . | . | 13.265 | . | 31 | . | . | 31 | . | . | . | . | 0 | 138.987 | 74.124 | 7.774 | 0 | 220.885 | 21175 | 437 | 48 | 0 | 21660 | 0 | 0 | 1.403 | 0 | 1.403
2023 | CT | 20038 | Town of Wallingford - (CT) | ISNE | AC | 0.491 | 0.927 | . | . | 1.418 | 47 | 6 | . | . | 53 | . | . | . | . | 0 | . | . | . | . | 0 | . | . | . | . | 0 | . | . | . | . | 0 | . | . | . | . | 0 | . | . | . | . | 0 | . | . | . | . | 0 | . | . | . | . | 0 | . | . | . | . | 0 | . | . | . | . | 0 | . | . | . | . | 0 | . | . | . | . | 0 | . | . | . | . | 0 | . | . | . | . | 0 | . | . | . | . | 0 | . | . | . | . | 0 | . | . | . | . | 0 | 0.491 | 0.927 | 0 | 0 | 1.418 | 47 | 6 | 0 | 0 | 53 | 0 | 0 | 0 | 0 | 0
2023 | CT | 99999 | State Adjustment | ISNE |  | 0.01 | . | . | . | 0.01 | . | . | . | . | . | . | . | . | . | . | . | . | . | . | . | . | . | . | . | . | . | . | . | . | . | . | . | . | . | . | . | . | . | . | . | . | . | . | . | . | . | . | . | . | . | . | . | . | . | . | . | . | . | . | . | . | . | . | . | . | . | . | . | . | . | . | . | . | . | . | . | . | . | . | . | . | . | . | . | . | . | . | . | . | . | . | . | . | . | . | 0.01 | . | . | . | 0.01 | . | . | . | . | . | . | . | . | . | .
2023 | DC | 15270 | Potomac Electric Power Co | PJM | AC | 91.286 | 53.631 | . | . | 144.917 | 14763 | 770 | . | . | 15533 | . | . | . | . | 0 | . | . | . | . | 0 | . | . | . | . | 0 | 0.014 | 0.149 | . | . | 0.163 | 1 | 3 | . | . | 4 | . | . | . | . | 0 | . | . | . | . | 0 | . | . | . | . | 0 | . | . | . | . | 0 | . | . | . | . | 0 | . | . | . | . | 0 | . | . | . | . | 0 | . | . | . | . | 0 | . | . | . | . | 0 | . | . | . | . | 0 | . | . | . | . | 0 | . | . | . | . | 0 | 91.3 | 53.78 | 0 | 0 | 145.08 | 14764 | 773 | 0 | 0 | 15537 | 0 | 0 | 0 | 0 | 0
2023 | DE | 5027 | Delmarva Power | PJM | AC | 70.357 | 18.876 | 3.257 | 0 | 92.49 | 8869 | 301 | 8 | 0 | 9178 | . | . | . | . | 0 | . | . | . | . | 0 | . | . | . | . | 0 | . | . | . | . | 0 | . | . | . | . | 0 | . | . | . | . | 0 | . | . | . | . | 0 | . | . | . | . | 0 | . | . | . | . | 0 | . | . | . | . | 0 | . | . | . | . | 0 | 0.064 | 0.035 | 0 | 0 | 0.099 | 10 | 5 | 0 | 0 | 15 | . | . | . | . | 0 | 0 | 0.5 | 0 | 0 | 0.5 | 0 | 1 | 0 | 0 | 1 | . | . | . | . | 0 | 70.421 | 19.411 | 3.257 | 0 | 93.089 | 8879 | 307 | 8 | 0 | 9194 | 0 | 0 | 0 | 0 | 0
2023 | DE | 5070 | Delaware Electric Cooperative | PJM | DC | 24.05 | 6.864 | . | . | 30.914 | 2899 | 125 | . | . | 3024 | . | . | . | . | 0 | . | . | . | . | 0 | . | . | . | . | 0 | . | . | . | . | 0 | . | . | . | . | 0 | . | . | . | . | 0 | . | . | . | . | 0 | . | . | . | . | 0 | . | . | . | . | 0 | . | . | . | . | 0 | . | . | . | . | 0 | 0.018 | 0.005 | . | . | 0.023 | 7 | 1 | . | . | 8 | . | . | . | . | 0 | . | . | . | . | 0 | . | . | . | . | 0 | . | . | . | . | 0 | 24.068 | 6.869 | 0 | 0 | 30.937 | 2906 | 126 | 0 | 0 | 3032 | 0 | 0 | 0 | 0 | 0
2023 | DE | 5335 | City of Dover - (DE) | PJM | AC | 3.935 | 1.874 | . | . | 5.809 | 514 | 31 | . | . | 545 | . | . | . | . | 0 | . | . | . | . | 0 | . | . | . | . | 0 | . | . | . | . | 0 | . | . | . | . | 0 | . | . | . | . | 0 | . | . | . | . | 0 | . | . | . | . | 0 | . | . | . | . | 0 | . | . | . | . | 0 | . | . | . | . | 0 | . | . | . | . | 0 | . | . | . | . | 0 | . | . | . | . | 0 | . | . | . | . | 0 | . | . | . | . | 0 | . | . | . | . | 0 | 3.935 | 1.874 | 0 | 0 | 5.809 | 514 | 31 | 0 | 0 | 545 | 0 | 0 | 0 | 0 | 0
2023 | DE | 12478 | Town of Middletown - (DE) | PJM | DC | 2.331 | 0.01 | 2.191 | 0 | 4.532 | 281 | 1 | 8 | 0 | 290 | . | . | . | . | 0 | 0 | 0 | 0 | 0 | 0 | 0 | 0 | 0 | 0 | 0 | 0 | 0 | 0 | 0 | 0 | 0 | 0 | 0 | 0 | 0 | . | . | . | . | 0 | . | . | . | . | 0 | . | . | . | . | 0 | . | . | . | . | 0 | . | . | . | . | 0 | . | . | . | . | 0 | . | . | . | . | 0 | . | . | . | . | 0 | . | . | . | . | 0 | . | . | . | . | 0 | . | . | . | . | 0 | . | . | . | . | 0 | 2.331 | 0.01 | 2.191 | 0 | 4.532 | 281 | 1 | 8 | 0 | 290 | 0 | 0 | 0 | 0 | 0
2023 | DE | 12540 | City of Milford - (DE) | PJM | AC | 1.681 | 0.422 | . | . | 2.103 | 212 | 13 | . | . | 225 | . | . | . | . | 0 | . | . | . | . | 0 | . | . | . | . | 0 | . | . | . | . | 0 | . | . | . | . | 0 | 0.005 | . | . | . | 0.005 | 3 | . | . | . | 3 | . | . | . | . | 0 | . | . | . | . | 0 | . | . | . | . | 0 | . | . | . | . | 0 | . | . | . | . | 0 | . | . | . | . | 0 | . | . | . | . | 0 | . | . | . | . | 0 | . | . | . | . | 0 | . | . | . | . | 0 | 1.681 | 0.422 | 0 | 0 | 2.103 | 212 | 13 | 0 | 0 | 225 | 0 | 0 | 0 | 0 | 0
2023 | DE | 13519 | City of Newark - (DE) | PJM | AC | 1.539 | 0.261 | 1.458 | 0 | 3.258 | 186 | 13 | 5 | 0 | 204 | . | . | . | . | 0 | . | . | . | . | 0 | . | . | . | . | 0 | . | . | . | . | 0 | . | . | . | . | 0 | . | . | . | . | 0 | . | . | . | . | 0 | . | . | . | . | 0 | . | . | . | . | 0 | . | . | . | . | 0 | . | . | . | . | 0 | . | . | . | . | 0 | . | . | . | . | 0 | . | . | . | . | 0 | . | 0.5 | . | . | 0.5 | . | 1 | . | . | 1 | . | . | . | . | 0 | 1.539 | 0.761 | 1.458 | 0 | 3.758 | 186 | 14 | 5 | 0 | 205 | 0 | 0 | 0 | 0 | 0
2023 | DE | 99999 | State Adjustment | PJM |  | -3.615 | -0.524 | 0.65 | . | -3.489 | . | . | . | . | . | . | . | . | . | . | . | . | . | . | . | . | . | . | . | . | . | . | . | . | . | . | . | . | . | . | . | . | . | . | . | . | . | . | . | . | . | . | . | . | . | . | . | . | . | . | . | . | . | . | . | . | . | . | . | . | . | . | . | . | . | . | . | . | . | . | . | . | . | . | . | . | . | . | . | . | . | . | . | . | . | . | . | . | . | . | -3.615 | -0.524 | 0.65 | . | -3.489 | . | . | . | . | . | . | . | . | . | .
2023 | FL | 1300 | City of Bartow - (FL) | FPC | DC | 3.003 | 0.031 | 0.044 | . | 3.078 | 294 | 2 | 1 | . | 297 | 76.094 | . | 1.76 | . | 77.854 | . | . | . | . | 0 | . | . | . | . | 0 | . | . | . | . | 0 | . | . | . | . | 0 | 0 | . | . | . | 0 | . | . | . | . | 0 | 0 | . | . | . | 0 | . | . | . | . | 0 | . | . | . | . | 0 | . | . | . | . | 0 | 0.002 | . | . | . | 0.002 | 1 | . | . | . | 1 | . | . | . | . | 0 | . | . | . | . | 0 | . | . | . | . | 0 | . | . | . | . | 0 | 3.005 | 0.031 | 0.044 | 0 | 3.08 | 295 | 2 | 1 | 0 | 298 | 76.094 | 0 | 1.76 | 0 | 77.854
2023 | FL | 3245 | Central Florida Elec Coop, Inc | SEC | AC | 1.937 | 0.117 | . | . | 2.054 | 200 | 8 | . | . | 208 | 927.691 | 53.708 | . | . | 981.399 | . | . | . | . | 0 | . | . | . | . | 0 | . | . | . | . | 0 | . | . | . | . | 0 | . | . | . | . | 0 | . | . | . | . | 0 | . | . | . | . | 0 | . | . | . | . | 0 | . | . | . | . | 0 | . | . | . | . | 0 | . | . | . | . | 0 | . | . | . | . | 0 | . | . | . | . | 0 | . | . | . | . | 0 | . | . | . | . | 0 | . | . | . | . | 0 | 1.937 | 0.117 | 0 | 0 | 2.054 | 200 | 8 | 0 | 0 | 208 | 927.691 | 53.708 | 0 | 0 | 981.399
2023 | FL | 3502 | Choctawhatche Elec Coop, Inc | SOCO | AC | 3.668 | 0.092 | 0 | 0 | 3.76 | 496 | 30 | 0 | 0 | 526 | 0 | 0 | 0 | 0 | 0 | 0 | 0 | 0 | 0 | 0 | 0 | 0 | 0 | 0 | 0 | 0 | 0 | 0 | 0 | 0 | 0 | 0 | 0 | 0 | 0 | 0 | 0 | 0 | 0 | 0 | 0 | 0 | 0 | 0 | 0 | 0 | 0 | 0 | 0 | 0 | 0 | 0 | 0 | 0 | 0 | 0 | 0 | 0 | 0 | 0 | 0 | 0 | 0 | 0 | 0 | 0.003 | 0 | 0 | 0 | 0.003 | 1 | 0 | 0 | 0 | 1 | 0 | 0 | 0 | 0 | 0 | 0 | 0.092 | 0 | 0 | 0.092 | 0 | 30 | 0 | 0 | 30 | 0 | 0 | 0 | 0 | 0 | 3.671 | 0.184 | 0 | 0 | 3.855 | 497 | 60 | 0 | 0 | 557 | 0 | 0 | 0 | 0 | 0
2023 | FL | 3757 | Clay Electric Cooperative, Inc - (FL) | SEC | AC | 28.279 | 2.001 | . | . | 30.28 | 3038 | 58 | . | . | 3096 | 790.778 | 858.903 | . | . | 1649.681 | . | . | . | . | 0 | . | . | . | . | 0 | . | . | . | . | 0 | . | . | . | . | 0 | 2.271 | 0.026 | . | . | 2.297 | 204 | 3 | . | . | 207 | . | . | . | . | 0 | . | . | . | . | 0 | . | . | . | . | 0 | . | . | . | . | 0 | . | . | . | . | 0 | . | . | . | . | 0 | . | . | . | . | 0 | . | . | . | . | 0 | . | . | . | . | 0 | . | . | . | . | 0 | 28.279 | 2.001 | 0 | 0 | 30.28 | 3038 | 58 | 0 | 0 | 3096 | 790.778 | 858.903 | 0 | 0 | 1649.681
2023 | FL | 6443 | Florida Keys El Coop Assn, Inc | FPL | AC | 2.74 | 0.981 | . | . | 3.721 | 208 | 25 | . | . | 233 | . | . | . | . | 0 | . | . | . | . | 0 | . | . | . | . | 0 | . | . | . | . | 0 | . | . | . | . | 0 | . | . | . | . | 0 | . | . | . | . | 0 | . | . | . | . | 0 | . | . | . | . | 0 | . | . | . | . | 0 | . | . | . | . | 0 | . | . | . | . | 0 | . | . | . | . | 0 | . | . | . | . | 0 | . | . | . | . | 0 | . | . | . | . | 0 | . | . | . | . | 0 | 2.74 | 0.981 | 0 | 0 | 3.721 | 208 | 25 | 0 | 0 | 233 | 0 | 0 | 0 | 0 | 0
2023 | FL | 6452 | Florida Power & Light Co | FPL | AC | 967.172 | 70.616 | 33.415 | . | 1071.203 | 91453 | 797 | 714 | . | 92964 | 416699.64 | 20500.68 | 3311.388 | . | 440511.71 | . | . | . | . | 0 | . | . | . | . | 0 | . | . | . | . | 0 | . | . | . | . | 0 | . | . | . | . | 0 | . | . | . | . | 0 | . | . | . | . | 0 | . | . | . | . | 0 | . | . | . | . | 0 | . | . | . | . | 0 | 0.018 | 0.02 | 0.215 | . | 0.253 | 4 | 8 | 6 | . | 18 | 3.381 | 4.887 | . | . | 8.268 | . | . | 9.1 | . | 9.1 | . | . | 4 | . | 4 | . | . | . | . | 0 | 967.19 | 70.636 | 42.73 | 0 | 1080.556 | 91457 | 805 | 724 | 0 | 92986 | 416703.02 | 20505.567 | 3311.388 | 0 | 440519.98
2023 | FL | 6455 | Duke Energy Florida, LLC | FPC | AC | 718.399 | 43.008 | 11.608 | 0 | 773.015 | 82560 | 789 | 29 | 0 | 83378 | . | . | . | . | 0 | . | . | . | . | 0 | . | . | . | . | 0 | . | . | . | . | 0 | . | . | . | . | 0 | . | . | . | . | 0 | . | . | . | . | 0 | . | . | . | . | 0 | . | . | . | . | 0 | . | . | . | . | 0 | . | . | . | . | 0 | 0.002 | 0.001 | 0 | . | 0.003 | 1 | 1 | 0 | . | 2 | . | . | . | . | 0 | 0 | 0.2 | 0.2 | 0 | 0.4 | 0 | 1 | 1 | 0 | 2 | . | . | . | . | 0 | 718.401 | 43.209 | 11.808 | 0 | 773.418 | 82561 | 791 | 30 | 0 | 83382 | 0 | 0 | 0 | 0 | 0
2023 | FL | 6457 | Florida Public Utilities Co | JEA | AC | 4.515 | 3.262 | 0 | 0 | 7.777 | 540 | 12 | 0 | 0 | 552 | 0 | 0 | 0 | 0 | 0 | 0 | 0 | 0 | 0 | 0 | 0 | 0 | 0 | 0 | 0 | 0 | 0 | 0 | 0 | 0 | 0 | 0 | 0 | 0 | 0 | 0 | 0 | 0 | 0 | 0 | 0 | 0 | 0 | 0 | 0 | 0 | 0 | 0 | 0 | 0 | 0 | 0 | 0 | 0 | 0 | 0 | 0 | 0 | 0 | 0 | 0 | 0 | 0 | 0 | 0 | 0 | 0 | 0 | 0 | 0 | 0 | 0 | 0 | 0 | 0 | 0 | 0 | 0 | 0 | 0 | 0 | 0 | 0 | 0 | 0 | 0 | 0 | 0 | 0 | 0 | 0 | 0 | 0 | 0 | 0 | 4.515 | 3.262 | 0 | 0 | 7.777 | 540 | 12 | 0 | 0 | 552 | 0 | 0 | 0 | 0 | 0
2023 | FL | 6616 | Fort Pierce Utilities Authority | FMPP | AC | 2.607 | 0.174 | . | . | 2.781 | 337 | 7 | . | . | 344 | 898.932 | 49.721 | . | . | 948.653 | . | . | . | . | 0 | . | . | . | . | 0 | . | . | . | . | 0 | . | . | . | . | 0 | . | . | . | . | 0 | . | . | . | . | 0 | . | . | . | . | 0 | . | . | . | . | 0 | . | . | . | . | 0 | . | . | . | . | 0 | . | . | . | . | 0 | . | . | . | . | 0 | . | . | . | . | 0 | . | . | . | . | 0 | . | . | . | . | 0 | . | . | . | . | 0 | 2.607 | 0.174 | 0 | 0 | 2.781 | 337 | 7 | 0 | 0 | 344 | 898.932 | 49.721 | 0 | 0 | 948.653
2023 | FL | 6909 | Gainesville Regional Utilities | GVL | DC | 11.867 | 8.586 | . | . | 20.453 | 1350 | 118 | . | . | 1468 | 5619.879 | 1653.443 | . | . | 7273.322 | . | . | . | . | 0 | . | . | . | . | 0 | . | . | . | . | 0 | . | . | . | . | 0 | . | . | . | . | 0 | . | . | . | . | 0 | . | . | . | . | 0 | . | . | . | . | 0 | . | . | . | . | 0 | . | . | . | . | 0 | . | . | . | . | 0 | . | . | . | . | 0 | . | . | . | . | 0 | . | . | . | . | 0 | . | . | . | . | 0 | . | . | . | . | 0 | 11.867 | 8.586 | 0 | 0 | 20.453 | 1350 | 118 | 0 | 0 | 1468 | 5619.879 | 1653.443 | 0 | 0 | 7273.322
2023 | FL | 7264 | Glades Electric Coop, Inc | SEC | AC | 1.914 | 1.407 | . | . | 3.321 | 221 | 10 | . | . | 231 | 1246 | 310 | . | . | 1556 | . | 0 | . | . | 0 | . | 0 | . | . | 0 | . | . | . | . | 0 | . | . | . | . | 0 | . | . | . | . | 0 | . | . | . | . | 0 | . | . | . | . | 0 | . | . | . | . | 0 | . | . | . | . | 0 | . | . | . | . | 0 | . | . | . | . | 0 | . | . | . | . | 0 | . | . | . | . | 0 | . | . | . | . | 0 | . | . | . | . | 0 | . | . | . | . | 0 | 1.914 | 1.407 | 0 | 0 | 3.321 | 221 | 10 | 0 | 0 | 231 | 1246 | 310 | 0 | 0 | 1556
2023 | FL | 7785 | Gulf Coast Electric Coop, Inc | SOCO | AC | 2.252 | 0.039 | . | . | 2.291 | 247 | 1 | . | . | 248 | . | . | . | . | 0 | . | . | . | . | 0 | . | . | . | . | 0 | . | . | . | . | 0 | . | . | . | . | 0 | . | . | . | . | 0 | . | . | . | . | 0 | . | . | . | . | 0 | . | . | . | . | 0 | . | . | . | . | 0 | . | . | . | . | 0 | . | . | . | . | 0 | . | . | . | . | 0 | . | . | . | . | 0 | . | . | . | . | 0 | . | . | . | . | 0 | . | . | . | . | 0 | 2.252 | 0.039 | 0 | 0 | 2.291 | 247 | 1 | 0 | 0 | 248 | 0 | 0 | 0 | 0 | 0
2023 | FL | 8795 | City of Homestead - (FL) | HST | DC | 2.355 | 0.075 | . | . | 2.43 | 291 | 3 | . | . | 294 | 1474.164 | 36.322 | . | . | 1510.486 | . | . | . | . | 0 | . | . | . | . | 0 | . | . | . | . | 0 | . | . | . | . | 0 | 0.017 | . | . | . | 0.017 | 2 | . | . | . | 2 | . | . | . | . | 0 | . | . | . | . | 0 | . | . | . | . | 0 | . | . | . | . | 0 | . | . | . | . | 0 | . | . | . | . | 0 | . | . | . | . | 0 | . | . | . | . | 0 | . | . | . | . | 0 | . | . | . | . | 0 | 2.355 | 0.075 | 0 | 0 | 2.43 | 291 | 3 | 0 | 0 | 294 | 1474.164 | 36.322 | 0 | 0 | 1510.486
2023 | FL | 9616 | Beaches Energy Services | FPL | DC | 3.28 | 0.6 | . | . | 3.88 | 298 | 20 | . | . | 318 | . | . | . | . | 0 | . | . | . | . | 0 | . | . | . | . | 0 | . | . | . | . | 0 | . | . | . | . | 0 | . | . | . | . | 0 | . | . | . | . | 0 | . | . | . | . | 0 | . | . | . | . | 0 | . | . | . | . | 0 | . | . | . | . | 0 | . | . | . | . | 0 | . | . | . | . | 0 | . | . | . | . | 0 | . | . | . | . | 0 | . | . | . | . | 0 | . | . | . | . | 0 | 3.28 | 0.6 | 0 | 0 | 3.88 | 298 | 20 | 0 | 0 | 318 | 0 | 0 | 0 | 0 | 0
2023 | FL | 9617 | JEA | JEA | DC | 47.238 | 9.355 | . | . | 56.593 | 5419 | 118 | . | . | 5537 | . | . | . | . | 0 | . | . | . | . | 0 | . | . | . | . | 0 | . | . | . | . | 0 | . | . | . | . | 0 | . | . | . | . | 0 | . | . | . | . | 0 | . | . | . | . | 0 | . | . | . | . | 0 | . | . | . | . | 0 | . | . | . | . | 0 | . | . | . | . | 0 | . | . | . | . | 0 | . | . | . | . | 0 | . | . | . | . | 0 | . | . | . | . | 0 | . | . | . | . | 0 | 47.238 | 9.355 | 0 | 0 | 56.593 | 5419 | 118 | 0 | 0 | 5537 | 0 | 0 | 0 | 0 | 0
2023 | FL | 10226 | Utility Board of the City of Key West, F | FMPP | AC | 1.44 | 3.719 | . | . | 5.159 | 158 | 522 | . | . | 680 | 544.41 | 255.34 | . | . | 799.75 | . | . | . | . | 0 | . | . | . | . | 0 | . | . | . | . | 0 | . | . | . | . | 0 | . | . | . | . | 0 | . | . | . | . | 0 | . | . | . | . | 0 | . | . | . | . | 0 | . | . | . | . | 0 | . | . | . | . | 0 | . | . | . | . | 0 | . | . | . | . | 0 | . | . | . | . | 0 | . | . | . | . | 0 | . | . | . | . | 0 | . | . | . | . | 0 | 1.44 | 3.719 | 0 | 0 | 5.159 | 158 | 522 | 0 | 0 | 680 | 544.41 | 255.34 | 0 | 0 | 799.75
2023 | FL | 10376 | Kissimmee Utility Authority | FMPP | DC | 38.306 | 1.658 | 0.961 | 0 | 40.925 | 3763 | 42 | 1 | 0 | 3806 | 23325.2 | 276.4 | 15.3 | 0 | 23616.9 | . | . | . | . | 0 | . | . | . | . | 0 | . | . | . | . | 0 | . | . | . | . | 0 | . | . | . | . | 0 | . | . | . | . | 0 | . | . | . | . | 0 | . | . | . | . | 0 | . | . | . | . | 0 | . | . | . | . | 0 | . | . | . | . | 0 | . | . | . | . | 0 | . | . | . | . | 0 | . | . | . | . | 0 | . | . | . | . | 0 | . | . | . | . | 0 | 38.306 | 1.658 | 0.961 | 0 | 40.925 | 3763 | 42 | 1 | 0 | 3806 | 23325.2 | 276.4 | 15.3 | 0 | 23616.9
2023 | FL | 10620 | City of Lake Worth Beach - (FL) | FMPP | AC | 2.425 | 0.364 | . | . | 2.789 | 285 | 10 | . | . | 295 | 25.394 | 15.293 | . | . | 40.687 | . | . | . | . | 0 | . | . | . | . | 0 | . | . | . | . | 0 | . | . | . | . | 0 | . | . | . | . | 0 | . | . | . | . | 0 | . | . | . | . | 0 | . | . | . | . | 0 | . | . | . | . | 0 | . | . | . | . | 0 | . | . | . | . | 0 | . | . | . | . | 0 | . | . | . | . | 0 | . | . | . | . | 0 | . | . | . | . | 0 | . | . | . | . | 0 | 2.425 | 0.364 | 0 | 0 | 2.789 | 285 | 10 | 0 | 0 | 295 | 25.394 | 15.293 | 0 | 0 | 40.687
2023 | FL | 10623 | City of Lakeland - (FL) | FMPP | DC | 14.867 | 1.833 | 0.021 | 0 | 16.721 | 1790 | 70 | 1 | 0 | 1861 | 0 | 0 | 0 | 0 | 0 | 0 | 0 | 0 | 0 | 0 | 0 | 0 | 0 | 0 | 0 | 0 | 0 | 0 | 0 | 0 | 0 | 0 | 0 | 0 | 0 | 0.6 | 0 | 0 | 0 | 0.6 | 47 | 0 | 0 | 0 | 47 | 22.364 | 0 | 0 | 0 | 22.364 | 0 | 0 | 0 | 0 | 0 | 0 | 0 | 0 | 0 | 0 | 0 | 0 | 0 | 0 | 0 | 0 | 0 | 0 | 0 | 0 | 0 | 0 | 0 | 0 | 0 | 0 | 0 | 0 | 0 | 0 | 0 | 0 | 0 | 0 | 0 | 0 | 0 | 0 | 0 | 0 | 0 | 0 | 0 | 0 | 0 | 14.867 | 1.833 | 0.021 | 0 | 16.721 | 1790 | 70 | 1 | 0 | 1861 | 0 | 0 | 0 | 0 | 0
2023 | FL | 10857 | Lee County Electric Coop, Inc - (FL) | FPL | AC | 68.228 | 1.708 | . | . | 69.936 | 7796 | 55 | . | . | 7851 | . | . | . | . | 0 | . | . | . | . | 0 | . | . | . | . | 0 | . | . | . | . | 0 | . | . | . | . | 0 | . | . | . | . | 0 | . | . | . | . | 0 | . | . | . | . | 0 | . | . | . | . | 0 | . | . | . | . | 0 | . | . | . | . | 0 | . | . | . | . | 0 | . | . | . | . | 0 | . | . | . | . | 0 | . | . | . | . | 0 | . | . | . | . | 0 | . | . | . | . | 0 | 68.228 | 1.708 | 0 | 0 | 69.936 | 7796 | 55 | 0 | 0 | 7851 | 0 | 0 | 0 | 0 | 0
2023 | FL | 10868 | City of Leesburg - (FL) | FPC | AC | 3.178 | . | . | . | 3.178 | 336 | . | . | . | 336 | 1713.998 | . | . | . | 1713.998 | . | . | . | . | 0 | . | . | . | . | 0 | . | . | . | . | 0 | . | . | . | . | 0 | . | . | . | . | 0 | . | . | . | . | 0 | . | . | . | . | 0 | . | . | . | . | 0 | . | . | . | . | 0 | . | . | . | . | 0 | . | . | . | . | 0 | . | . | . | . | 0 | . | . | . | . | 0 | . | . | . | . | 0 | . | . | . | . | 0 | . | . | . | . | 0 | 3.178 | 0 | 0 | 0 | 3.178 | 336 | 0 | 0 | 0 | 336 | 1713.998 | 0 | 0 | 0 | 1713.998
2023 | FL | 13485 | New Smyrna Beach City of | FPL | DC | 2.07 | 0.095 | . | . | 2.165 | 237 | 5 | . | . | 242 | . | . | . | . | 0 | . | . | . | . | 0 | . | . | . | . | 0 | . | . | . | . | 0 | . | . | . | . | 0 | . | . | . | . | 0 | . | . | . | . | 0 | . | . | . | . | 0 | . | . | . | . | 0 | . | . | . | . | 0 | . | . | . | . | 0 | . | . | . | . | 0 | . | . | . | . | 0 | . | . | . | . | 0 | . | . | . | . | 0 | . | . | . | . | 0 | . | . | . | . | 0 | 2.07 | 0.095 | 0 | 0 | 2.165 | 237 | 5 | 0 | 0 | 242 | 0 | 0 | 0 | 0 | 0
2023 | FL | 13955 | City of Ocala | FMPP | DC | 5.151 | 1.951 | . | . | 7.102 | 613 | 69 | . | . | 682 | . | . | . | . | 0 | . | . | . | . | 0 | . | . | . | . | 0 | . | . | . | . | 0 | . | . | . | . | 0 | . | . | . | . | 0 | . | . | . | . | 0 | . | . | . | . | 0 | . | . | . | . | 0 | . | . | . | . | 0 | . | . | . | . | 0 | . | . | . | . | 0 | . | . | . | . | 0 | . | . | . | . | 0 | . | . | . | . | 0 | . | . | . | . | 0 | . | . | . | . | 0 | 5.151 | 1.951 | 0 | 0 | 7.102 | 613 | 69 | 0 | 0 | 682 | 0 | 0 | 0 | 0 | 0
2023 | FL | 14606 | Peace River Electric Coop, Inc | SEC | AC | 9.082 | 1.295 | . | . | 10.377 | 1315 | 21 | . | . | 1336 | 5138 | 836 | . | . | 5974 | . | . | . | . | 0 | . | . | . | . | 0 | . | . | . | . | 0 | . | . | . | . | 0 | . | . | . | . | 0 | . | . | . | . | 0 | . | . | . | . | 0 | . | . | . | . | 0 | . | . | . | . | 0 | . | . | . | . | 0 | . | . | . | . | 0 | . | . | . | . | 0 | . | . | . | . | 0 | . | . | . | . | 0 | . | . | . | . | 0 | . | . | . | . | 0 | 9.082 | 1.295 | 0 | 0 | 10.377 | 1315 | 21 | 0 | 0 | 1336 | 5138 | 836 | 0 | 0 | 5974
2023 | FL | 14610 | Orlando Utilities Comm | FMPP | DC | 92.39 | 12.59 | . | . | 104.98 | 9273 | 121 | . | . | 9394 | . | . | . | . | 0 | . | . | . | . | 0 | . | . | . | . | 0 | . | . | . | . | 0 | . | . | . | . | 0 | 2.6 | 0.012 | . | . | 2.612 | 841 | 4 | . | . | 845 | 6.32 | 0.03 | . | . | 6.35 | 0.003 | . | . | . | 0.003 | 1 | . | . | . | 1 | 0.01 | . | . | . | 0.01 | . | . | . | . | 0 | . | . | . | . | 0 | . | . | . | . | 0 | . | . | . | . | 0 | . | . | . | . | 0 | . | . | . | . | 0 | 92.39 | 12.59 | 0 | 0 | 104.98 | 9273 | 121 | 0 | 0 | 9394 | 0 | 0 | 0 | 0 | 0
2023 | FL | 15776 | Central Florida Tourism Oversight District | FPC | AC | . | 0.373 | . | . | 0.373 | . | 1 | . | . | 1 | . | 785.04 | . | . | 785.04 | . | . | . | . | 0 | . | . | . | . | 0 | . | . | . | . | 0 | . | . | . | . | 0 | . | . | . | . | 0 | . | . | . | . | 0 | . | . | . | . | 0 | . | . | . | . | 0 | . | . | . | . | 0 | . | . | . | . | 0 | . | . | . | . | 0 | . | . | . | . | 0 | . | . | . | . | 0 | . | . | . | . | 0 | . | . | . | . | 0 | . | . | . | . | 0 | 0 | 0.373 | 0 | 0 | 0.373 | 0 | 1 | 0 | 0 | 1 | 0 | 785.04 | 0 | 0 | 785.04
2023 | FL | 18304 | Sumter Electric Coop, Inc | SEC | DC | 30.736 | 1.295 | . | . | 32.031 | 5613 | 109 | . | . | 5722 | 30736 | 1295 | . | . | 32031 | . | . | . | . | 0 | . | . | . | . | 0 | . | . | . | . | 0 | . | . | . | . | 0 | . | . | . | . | 0 | . | . | . | . | 0 | . | . | . | . | 0 | . | . | . | . | 0 | . | . | . | . | 0 | . | . | . | . | 0 | 0.007 | . | . | . | 0.007 | 2 | . | . | . | 2 | 7.081 | . | . | . | 7.081 | . | . | . | . | 0 | . | . | . | . | 0 | . | . | . | . | 0 | 30.743 | 1.295 | 0 | 0 | 32.038 | 5615 | 109 | 0 | 0 | 5724 | 30743.081 | 1295 | 0 | 0 | 32038.081
2023 | FL | 18360 | Suwannee Valley Elec Coop Inc | SEC | AC | 1.73 | 0.046 | . | . | 1.776 | 188 | 1 | . | . | 189 | . | . | . | . | 0 | . | . | . | . | 0 | . | . | . | . | 0 | . | . | . | . | 0 | . | . | . | . | 0 | . | . | . | . | 0 | . | . | . | . | 0 | . | . | . | . | 0 | . | . | . | . | 0 | . | . | . | . | 0 | . | . | . | . | 0 | . | . | . | . | 0 | . | . | . | . | 0 | . | . | . | . | 0 | . | . | . | . | 0 | . | . | . | . | 0 | . | . | . | . | 0 | 1.73 | 0.046 | 0 | 0 | 1.776 | 188 | 1 | 0 | 0 | 189 | 0 | 0 | 0 | 0 | 0
2023 | FL | 18445 | City of Tallahassee - (FL) | TAL | DC | 10.086 | 2.052 | . | . | 12.138 | 1121 | 194 | . | . | 1315 | . | . | . | . | 0 | . | . | . | . | 0 | . | . | . | . | 0 | . | . | . | . | 0 | . | . | . | . | 0 | . | . | . | . | 0 | . | . | . | . | 0 | . | . | . | . | 0 | . | . | . | . | 0 | . | . | . | . | 0 | . | . | . | . | 0 | . | . | . | . | 0 | . | . | . | . | 0 | . | . | . | . | 0 | . | . | . | . | 0 | . | . | . | . | 0 | . | . | . | . | 0 | 10.086 | 2.052 | 0 | 0 | 12.138 | 1121 | 194 | 0 | 0 | 1315 | 0 | 0 | 0 | 0 | 0
2023 | FL | 18449 | Talquin Electric Coop, Inc | SEC | AC | 7.568 | 0.009 | . | . | 7.577 | 949 | 1 | . | . | 950 | . | . | . | . | 0 | . | . | . | . | 0 | . | . | . | . | 0 | . | . | . | . | 0 | . | . | . | . | 0 | . | . | . | . | 0 | . | . | . | . | 0 | . | . | . | . | 0 | . | . | . | . | 0 | . | . | . | . | 0 | . | . | . | . | 0 | . | . | . | . | 0 | . | . | . | . | 0 | . | . | . | . | 0 | . | . | . | . | 0 | . | . | . | . | 0 | . | . | . | . | 0 | 7.568 | 0.009 | 0 | 0 | 7.577 | 949 | 1 | 0 | 0 | 950 | 0 | 0 | 0 | 0 | 0
2023 | FL | 18454 | Tampa Electric Co | TEC | DC | 273.036 | 27.68 | 0.74 | 0 | 301.456 | 24481 | 266 | 3 | 0 | 24750 | 158949 | 7720 | 422 | 0 | 167091 | . | . | . | . | 0 | . | . | . | . | 0 | 30.8 | 1 | 0 | 0 | 31.8 | 1005 | 41 | 0 | 0 | 1046 | 9.902 | 0.029 | 0 | 0 | 9.931 | 1083 | 1 | 0 | 0 | 1084 | 0 | 0 | 0 | 0 | 0 | . | . | . | . | 0 | . | . | . | . | 0 | . | . | . | . | 0 | . | . | . | . | 0 | . | . | . | . | 0 | . | . | . | . | 0 | 0 | 0.05 | 0 | 0 | 0.05 | 0 | 1 | 0 | 0 | 1 | 0 | 0 | 0 | 0 | 0 | 303.836 | 28.73 | 0.74 | 0 | 333.306 | 25486 | 308 | 3 | 0 | 25797 | 158949 | 7720 | 422 | 0 | 167091
2023 | FL | 19161 | Tri-County Electric Coop, Inc (FL) | SEC | DC | 1.233 | 1.271 | . | . | 2.504 | 126 | 4 | . | . | 130 | . | . | . | . | 0 | . | . | . | . | 0 | . | . | . | . | 0 | . | . | . | . | 0 | . | . | . | . | 0 | . | . | . | . | 0 | . | . | . | . | 0 | . | . | . | . | 0 | . | . | . | . | 0 | . | . | . | . | 0 | . | . | . | . | 0 | . | . | . | . | 0 | . | . | . | . | 0 | . | . | . | . | 0 | . | . | . | . | 0 | . | . | . | . | 0 | . | . | . | . | 0 | 1.233 | 1.271 | 0 | 0 | 2.504 | 126 | 4 | 0 | 0 | 130 | 0 | 0 | 0 | 0 | 0
2023 | FL | 20371 | West Florida El Coop Assn, Inc | SOCO | AC | 1.764 | . | . | . | 1.764 | 218 | . | . | . | 218 | 1145.563 | . | . | . | 1145.563 | . | . | . | . | 0 | . | . | . | . | 0 | . | . | . | . | 0 | . | . | . | . | 0 | . | . | . | . | 0 | . | . | . | . | 0 | . | . | . | . | 0 | . | . | . | . | 0 | . | . | . | . | 0 | . | . | . | . | 0 | . | . | . | . | 0 | . | . | . | . | 0 | . | . | . | . | 0 | . | . | . | . | 0 | . | . | . | . | 0 | . | . | . | . | 0 | 1.764 | 0 | 0 | 0 | 1.764 | 218 | 0 | 0 | 0 | 218 | 1145.563 | 0 | 0 | 0 | 1145.563
2023 | FL | 20885 | Withlacoochee River Elec Coop | SEC | AC | 43.145 | 0.766 | 0.313 | 0 | 44.224 | 5146 | 55 | 12 | 0 | 5213 | 0 | 0 | 0 | 0 | 0 | 0 | 0 | 0 | 0 | 0 | 0 | 0 | 0 | 0 | 0 | 0 | 0 | 0 | 0 | 0 | 0 | 0 | 0 | 0 | 0 | 0.745 | 0.006 | 0 | 0 | 0.751 | 65 | 3 | 0 | 0 | 68 | 0.75 | 0 | 0 | 0 | 0.75 | 0 | 0 | 0 | 0 | 0 | 0 | 0 | 0 | 0 | 0 | 0 | 0 | 0 | 0 | 0 | 0.005 | 0 | 0 | 0 | 0.005 | 1 | 0 | 0 | 0 | 1 | 0 | 0 | 0 | 0 | 0 | 0 | 0 | 0 | 0 | 0 | 0 | 0 | 0 | 0 | 0 | 0 | 0 | 0 | 0 | 0 | 43.15 | 0.766 | 0.313 | 0 | 44.229 | 5147 | 55 | 12 | 0 | 5214 | 0 | 0 | 0 | 0 | 0
2023 | FL | 31833 | Okefenoke Rural El Member Corp | SOCO | AC | 0.609 | 0.015 | . | . | 0.624 | 67 | 1 | . | . | 68 | 283.48 | . | . | . | 283.48 | . | . | . | . | 0 | . | . | . | . | 0 | 0.108 | . | . | . | 0.108 | 45 | . | . | . | 45 | . | . | . | . | 0 | . | . | . | . | 0 | . | . | . | . | 0 | . | . | . | . | 0 | . | . | . | . | 0 | . | . | . | . | 0 | . | . | . | . | 0 | . | . | . | . | 0 | . | . | . | . | 0 | . | . | . | . | 0 | . | . | . | . | 0 | . | . | . | . | 0 | 0.717 | 0.015 | 0 | 0 | 0.732 | 112 | 1 | 0 | 0 | 113 | 283.48 | 0 | 0 | 0 | 283.48
2023 | FL | 58124 | City of Winter Park - (FL) | FPC | AC | 2.085 | 0.105 | . | . | 2.19 | 201 | 6 | . | . | 207 | . | . | . | . | 0 | . | . | . | . | 0 | . | . | . | . | 0 | . | . | . | . | 0 | . | . | . | . | 0 | . | . | . | . | 0 | . | . | . | . | 0 | . | . | . | . | 0 | . | . | . | . | 0 | . | . | . | . | 0 | . | . | . | . | 0 | . | . | . | . | 0 | . | . | . | . | 0 | . | . | . | . | 0 | . | . | . | . | 0 | . | . | . | . | 0 | . | . | . | . | 0 | 2.085 | 0.105 | 0 | 0 | 2.19 | 201 | 6 | 0 | 0 | 207 | 0 | 0 | 0 | 0 | 0
2023 | FL | 99999 | State Adjustment | FMPP |  | -26.198 | -3.064 | -0.171 | . | -29.433 | . | . | . | . | . | . | . | . | . | . | . | . | . | . | . | . | . | . | . | . | . | . | . | . | . | . | . | . | . | . | . | . | . | . | . | . | . | . | . | . | . | . | . | . | . | . | . | . | . | . | . | . | . | . | . | . | . | . | . | . | . | . | . | . | . | . | . | . | . | . | . | . | . | . | . | . | . | . | . | . | . | . | . | . | . | . | . | . | . | . | -26.198 | -3.064 | -0.171 | . | -29.433 | . | . | . | . | . | . | . | . | . | .
2023 | FL | 99999 | State Adjustment | FPC |  | -0.237 | 1.175 | -0.008 | . | 0.93 | . | . | . | . | . | . | . | . | . | . | . | . | . | . | . | . | . | . | . | . | . | . | . | . | . | . | . | . | . | . | . | . | . | . | . | . | . | . | . | . | . | . | . | . | . | . | . | . | . | . | . | . | . | . | . | . | . | . | . | . | . | . | . | . | . | . | . | . | . | . | . | . | . | . | . | . | . | . | . | . | . | . | . | . | . | . | . | . | . | . | -0.237 | 1.175 | -0.008 | . | 0.93 | . | . | . | . | . | . | . | . | . | .
2023 | FL | 99999 | State Adjustment | FPL |  | -0.9 | -0.096 | . | . | -0.996 | . | . | . | . | . | . | . | . | . | . | . | . | . | . | . | . | . | . | . | . | . | . | . | . | . | . | . | . | . | . | . | . | . | . | . | . | . | . | . | . | . | . | . | . | . | . | . | . | . | . | . | . | . | . | . | . | . | . | . | . | . | . | . | . | . | . | . | . | . | . | . | . | . | . | . | . | . | . | . | . | . | . | . | . | . | . | . | . | . | . | -0.9 | -0.096 | . | . | -0.996 | . | . | . | . | . | . | . | . | . | .
2023 | FL | 99999 | State Adjustment | GVL |  | -2.07 | -1.497 | . | . | -3.567 | . | . | . | . | . | . | . | . | . | . | . | . | . | . | . | . | . | . | . | . | . | . | . | . | . | . | . | . | . | . | . | . | . | . | . | . | . | . | . | . | . | . | . | . | . | . | . | . | . | . | . | . | . | . | . | . | . | . | . | . | . | . | . | . | . | . | . | . | . | . | . | . | . | . | . | . | . | . | . | . | . | . | . | . | . | . | . | . | . | . | -2.07 | -1.497 | . | . | -3.567 | . | . | . | . | . | . | . | . | . | .
2023 | FL | 99999 | State Adjustment | HST |  | -0.411 | -0.013 | . | . | -0.424 | . | . | . | . | . | . | . | . | . | . | . | . | . | . | . | . | . | . | . | . | . | . | . | . | . | . | . | . | . | . | . | . | . | . | . | . | . | . | . | . | . | . | . | . | . | . | . | . | . | . | . | . | . | . | . | . | . | . | . | . | . | . | . | . | . | . | . | . | . | . | . | . | . | . | . | . | . | . | . | . | . | . | . | . | . | . | . | . | . | . | -0.411 | -0.013 | . | . | -0.424 | . | . | . | . | . | . | . | . | . | .
2023 | FL | 99999 | State Adjustment | JEA |  | -8.238 | -1.632 | . | . | -9.87 | . | . | . | . | . | . | . | . | . | . | . | . | . | . | . | . | . | . | . | . | . | . | . | . | . | . | . | . | . | . | . | . | . | . | . | . | . | . | . | . | . | . | . | . | . | . | . | . | . | . | . | . | . | . | . | . | . | . | . | . | . | . | . | . | . | . | . | . | . | . | . | . | . | . | . | . | . | . | . | . | . | . | . | . | . | . | . | . | . | . | -8.238 | -1.632 | . | . | -9.87 | . | . | . | . | . | . | . | . | . | .
2023 | FL | 99999 | State Adjustment | SEC |  | -5.575 | -0.448 | . | . | -6.023 | . | . | . | . | . | . | . | . | . | . | . | . | . | . | . | . | . | . | . | . | . | . | . | . | . | . | . | . | . | . | . | . | . | . | . | . | . | . | . | . | . | . | . | . | . | . | . | . | . | . | . | . | . | . | . | . | . | . | . | . | . | . | . | . | . | . | . | . | . | . | . | . | . | . | . | . | . | . | . | . | . | . | . | . | . | . | . | . | . | . | -5.575 | -0.448 | . | . | -6.023 | . | . | . | . | . | . | . | . | . | .
2023 | FL | 99999 | State Adjustment | SOCO |  | 0.319 | . | . | . | 0.319 | . | . | . | . | . | . | . | . | . | . | . | . | . | . | . | . | . | . | . | . | . | . | . | . | . | . | . | . | . | . | . | . | . | . | . | . | . | . | . | . | . | . | . | . | . | . | . | . | . | . | . | . | . | . | . | . | . | . | . | . | . | . | . | . | . | . | . | . | . | . | . | . | . | . | . | . | . | . | . | . | . | . | . | . | . | . | . | . | . | . | 0.319 | . | . | . | 0.319 | . | . | . | . | . | . | . | . | . | .
2023 | FL | 99999 | State Adjustment | TAL |  | -1.759 | -0.358 | . | . | -2.117 | . | . | . | . | . | . | . | . | . | . | . | . | . | . | . | . | . | . | . | . | . | . | . | . | . | . | . | . | . | . | . | . | . | . | . | . | . | . | . | . | . | . | . | . | . | . | . | . | . | . | . | . | . | . | . | . | . | . | . | . | . | . | . | . | . | . | . | . | . | . | . | . | . | . | . | . | . | . | . | . | . | . | . | . | . | . | . | . | . | . | -1.759 | -0.358 | . | . | -2.117 | . | . | . | . | . | . | . | . | . | .
2023 | FL | 99999 | State Adjustment | TEC |  | -47.617 | -4.827 | -0.129 | . | -52.574 | . | . | . | . | . | . | . | . | . | . | . | . | . | . | . | . | . | . | . | . | . | . | . | . | . | . | . | . | . | . | . | . | . | . | . | . | . | . | . | . | . | . | . | . | . | . | . | . | . | . | . | . | . | . | . | . | . | . | . | . | . | . | . | . | . | . | . | . | . | . | . | . | . | . | . | . | . | . | . | . | . | . | . | . | . | . | . | . | . | . | -47.617 | -4.827 | -0.129 | . | -52.574 | . | . | . | . | . | . | . | . | . | .
2023 | GA | 230 | Albany Utility Board | SOCO | AC | 0.172 | . | . | . | 0.172 | 27 | . | . | . | 27 | . | . | . | . | 0 | . | . | . | . | 0 | . | . | . | . | 0 | . | . | . | . | 0 | . | . | . | . | 0 | 0.122 | . | . | . | 0.122 | 22 | . | . | . | 22 | . | . | . | . | 0 | . | . | . | . | 0 | . | . | . | . | 0 | . | . | . | . | 0 | . | . | . | . | 0 | . | . | . | . | 0 | . | . | . | . | 0 | . | . | . | . | 0 | . | . | . | . | 0 | . | . | . | . | 0 | 0.172 | 0 | 0 | 0 | 0.172 | 27 | 0 | 0 | 0 | 27 | 0 | 0 | 0 | 0 | 0
2023 | GA | 407 | Altamaha Electric Member Corp | SOCO | AC | 0.358 | 0.195 | . | . | 0.553 | 42 | 7 | . | . | 49 | . | . | . | . | 0 | . | . | . | . | 0 | . | . | . | . | 0 | . | . | . | . | 0 | . | . | . | . | 0 | . | . | . | . | 0 | . | . | . | . | 0 | . | . | . | . | 0 | . | . | . | . | 0 | . | . | . | . | 0 | . | . | . | . | 0 | . | . | . | . | 0 | . | . | . | . | 0 | . | . | . | . | 0 | . | . | . | . | 0 | . | . | . | . | 0 | . | . | . | . | 0 | 0.358 | 0.195 | 0 | 0 | 0.553 | 42 | 7 | 0 | 0 | 49 | 0 | 0 | 0 | 0 | 0
2023 | GA | 562 | Amicalola Electric Member Corp | SOCO | AC | 1.161 | 0.196 | . | . | 1.357 | 164 | 7 | . | . | 171 | 61.408 | 17.181 | . | . | 78.589 | . | . | . | . | 0 | . | . | . | . | 0 | . | . | . | . | 0 | . | . | . | . | 0 | . | . | . | . | 0 | . | . | . | . | 0 | . | . | . | . | 0 | . | . | . | . | 0 | . | . | . | . | 0 | . | . | . | . | 0 | . | . | . | . | 0 | . | . | . | . | 0 | . | . | . | . | 0 | . | . | . | . | 0 | . | . | . | . | 0 | . | . | . | . | 0 | 1.161 | 0.196 | 0 | 0 | 1.357 | 164 | 7 | 0 | 0 | 171 | 61.408 | 17.181 | 0 | 0 | 78.589
2023 | GA | 2487 | City of Buford | SOCO | DC | 0.055 | 0.012 | . | . | 0.067 | 7 | 1 | . | . | 8 | 18.892 | 2.52 | . | . | 21.412 | . | . | . | . | 0 | . | . | . | . | 0 | . | . | . | . | 0 | . | . | . | . | 0 | . | . | . | . | 0 | . | . | . | . | 0 | . | . | . | . | 0 | . | . | . | . | 0 | . | . | . | . | 0 | . | . | . | . | 0 | . | . | . | . | 0 | . | . | . | . | 0 | . | . | . | . | 0 | . | . | . | . | 0 | . | . | . | . | 0 | . | . | . | . | 0 | 0.055 | 0.012 | 0 | 0 | 0.067 | 7 | 1 | 0 | 0 | 8 | 18.892 | 2.52 | 0 | 0 | 21.412
2023 | GA | 2812 | City of Calhoun - (GA) | SOCO | AC | 0.076 | 0.081 | . | . | 0.157 | 10 | 2 | . | . | 12 | 31 | 87.2 | . | . | 118.2 | . | . | . | . | 0 | . | . | . | . | 0 | . | . | . | . | 0 | . | . | . | . | 0 | . | . | . | . | 0 | . | . | . | . | 0 | . | . | . | . | 0 | . | . | . | . | 0 | . | . | . | . | 0 | . | . | . | . | 0 | . | . | . | . | 0 | . | . | . | . | 0 | . | . | . | . | 0 | . | . | . | . | 0 | . | . | . | . | 0 | . | . | . | . | 0 | 0.076 | 0.081 | 0 | 0 | 0.157 | 10 | 2 | 0 | 0 | 12 | 31 | 87.2 | 0 | 0 | 118.2
2023 | GA | 2903 | Canoochee Electric Member Corp | SOCO | AC | 1.51 | . | 0.425 | . | 1.935 | 189 | . | 17 | . | 206 | . | . | . | . | 0 | . | . | . | . | 0 | . | . | . | . | 0 | . | . | . | . | 0 | . | . | . | . | 0 | . | . | . | . | 0 | . | . | . | . | 0 | . | . | . | . | 0 | . | . | . | . | 0 | . | . | . | . | 0 | . | . | . | . | 0 | . | . | . | . | 0 | . | . | . | . | 0 | . | . | . | . | 0 | . | . | . | . | 0 | . | . | . | . | 0 | . | . | . | . | 0 | 1.51 | 0 | 0.425 | 0 | 1.935 | 189 | 0 | 17 | 0 | 206 | 0 | 0 | 0 | 0 | 0
2023 | GA | 3081 | Carroll Electric Member Corp - (GA) | SOCO | DC | 1.634 | 0.304 | . | . | 1.938 | 196 | 3 | . | . | 199 | . | . | . | . | 0 | . | . | . | . | 0 | . | . | . | . | 0 | . | . | . | . | 0 | . | . | . | . | 0 | 0.649 | . | . | . | 0.649 | 71 | . | . | . | 71 | . | . | . | . | 0 | . | . | . | . | 0 | . | . | . | . | 0 | . | . | . | . | 0 | . | . | . | . | 0 | . | . | . | . | 0 | . | . | . | . | 0 | . | . | . | . | 0 | . | . | . | . | 0 | . | . | . | . | 0 | 1.634 | 0.304 | 0 | 0 | 1.938 | 196 | 3 | 0 | 0 | 199 | 0 | 0 | 0 | 0 | 0
2023 | GA | 3108 | City of Cartersville - (GA) | SOCO | AC | . | . | 0.423 | . | 0.423 | . | . | 3 | . | 3 | . | . | . | . | 0 | . | . | . | . | 0 | . | . | . | . | 0 | . | . | . | . | 0 | . | . | . | . | 0 | . | . | . | . | 0 | . | . | . | . | 0 | . | . | . | . | 0 | . | . | . | . | 0 | . | . | . | . | 0 | . | . | . | . | 0 | . | . | . | . | 0 | . | . | . | . | 0 | . | . | . | . | 0 | . | . | . | . | 0 | . | . | . | . | 0 | . | . | . | . | 0 | 0 | 0 | 0.423 | 0 | 0.423 | 0 | 0 | 3 | 0 | 3 | 0 | 0 | 0 | 0 | 0
2023 | GA | 3248 | Central Georgia El Member Corp | SOCO | AC | 1.861 | 0.112 | . | . | 1.973 | 253 | 4 | . | . | 257 | 743.83 | 0.746 | . | . | 744.576 | . | . | . | . | 0 | . | . | . | . | 0 | 0.501 | 0.002 | . | . | 0.503 | 250 | 2 | . | . | 252 | 0.355 | . | . | . | 0.355 | 63 | . | . | . | 63 | 0.72 | . | . | . | 0.72 | . | . | . | . | 0 | . | . | . | . | 0 | . | . | . | . | 0 | . | . | . | . | 0 | . | . | . | . | 0 | . | . | . | . | 0 | . | . | . | . | 0 | . | . | . | . | 0 | . | . | . | . | 0 | 2.362 | 0.114 | 0 | 0 | 2.476 | 503 | 6 | 0 | 0 | 509 | 743.83 | 0.746 | 0 | 0 | 744.576
2023 | GA | 3843 | Coastal Electric Member Corp - (GA) | SOCO | AC | 1.9 | 0 | 0 | 0 | 1.9 | 226 | 0 | 0 | 0 | 226 | . | . | . | . | 0 | 1.101 | 0 | 3.16 | 0 | 4.261 | 616 | . | 3 | . | 619 | . | . | . | . | 0 | . | 0 | 0 | 0 | 0 | . | . | . | . | 0 | . | . | . | . | 0 | . | . | . | . | 0 | . | . | . | . | 0 | . | . | . | . | 0 | . | . | . | . | 0 | . | . | . | . | 0 | . | . | . | . | 0 | . | . | . | . | 0 | . | . | . | . | 0 | . | . | . | . | 0 | . | . | . | . | 0 | 3.001 | 0 | 3.16 | 0 | 6.161 | 842 | 0 | 3 | 0 | 845 | 0 | 0 | 0 | 0 | 0
2023 | GA | 3916 | Cobb Electric Membership Corp | SOCO | AC | 3.624 | 3.541 | . | . | 7.165 | 563 | 43 | . | . | 606 | 237.068 | 79.723 | . | . | 316.791 | . | . | . | . | 0 | . | . | . | . | 0 | . | . | . | . | 0 | . | . | . | . | 0 | . | 1 | . | . | 1 | . | 1 | . | . | 1 | . | 4 | . | . | 4 | . | . | . | . | 0 | . | . | . | . | 0 | . | . | . | . | 0 | . | . | . | . | 0 | . | . | . | . | 0 | . | . | . | . | 0 | . | . | . | . | 0 | . | . | . | . | 0 | . | . | . | . | 0 | 3.624 | 3.541 | 0 | 0 | 7.165 | 563 | 43 | 0 | 0 | 606 | 237.068 | 79.723 | 0 | 0 | 316.791
2023 | GA | 4432 | Coweta-Fayette El Member Corp | SOCO | AC | 2.009 | 0.615 | . | . | 2.624 | 250 | 2 | . | . | 252 | 760.031 | 287.136 | . | . | 1047.167 | . | . | . | . | 0 | . | . | . | . | 0 | . | . | . | . | 0 | . | . | . | . | 0 | 0.88 | . | . | . | 0.88 | 77 | . | . | . | 77 | . | . | . | . | 0 | . | . | . | . | 0 | . | . | . | . | 0 | . | . | . | . | 0 | . | . | . | . | 0 | . | . | . | . | 0 | . | . | . | . | 0 | . | . | . | . | 0 | . | . | . | . | 0 | . | . | . | . | 0 | 2.009 | 0.615 | 0 | 0 | 2.624 | 250 | 2 | 0 | 0 | 252 | 760.031 | 287.136 | 0 | 0 | 1047.167
2023 | GA | 4433 | City of Covington - (GA) | SOCO | AC | 0.1 | . | . | . | 0.1 | 12 | . | . | . | 12 | . | . | . | . | 0 | . | . | . | . | 0 | . | . | . | . | 0 | . | . | . | . | 0 | . | . | . | . | 0 | . | . | . | . | 0 | . | . | . | . | 0 | . | . | . | . | 0 | . | . | . | . | 0 | . | . | . | . | 0 | . | . | . | . | 0 | . | . | . | . | 0 | . | . | . | . | 0 | . | . | . | . | 0 | . | . | . | . | 0 | . | . | . | . | 0 | . | . | . | . | 0 | 0.1 | 0 | 0 | 0 | 0.1 | 12 | 0 | 0 | 0 | 12 | 0 | 0 | 0 | 0 | 0
2023 | GA | 4538 | Crisp County Power Comm | SOCO | AC | 0.045 | 0.03 | . | . | 0.075 | 6 | 1 | . | . | 7 | 36.235 | 0.567 | . | . | 36.802 | . | . | . | . | 0 | . | . | . | . | 0 | . | . | . | . | 0 | . | . | . | . | 0 | . | . | . | . | 0 | . | . | . | . | 0 | . | . | . | . | 0 | . | . | . | . | 0 | . | . | . | . | 0 | . | . | . | . | 0 | . | . | . | . | 0 | . | . | . | . | 0 | . | . | . | . | 0 | . | . | . | . | 0 | . | . | . | . | 0 | . | . | . | . | 0 | 0.045 | 0.03 | 0 | 0 | 0.075 | 6 | 1 | 0 | 0 | 7 | 36.235 | 0.567 | 0 | 0 | 36.802
2023 | GA | 5905 | Excelsior Electric Member Corp | SOCO | AC | 0.749 | 0.07 | 0 | 0 | 0.819 | 73 | 2 | 0 | 0 | 75 | 328.5 | 7 | 0 | 0 | 335.5 | 0 | 0 | 0 | 0 | 0 | 0 | 0 | 0 | 0 | 0 | 0 | 0 | 0 | 0 | 0 | 0 | 0 | 0 | 0 | 0 | 0.216 | . | 0 | 0 | 0.216 | 34 | . | 0 | 0 | 34 | 0.417 | . | 0 | 0 | 0.417 | . | . | . | . | 0 | . | . | . | . | 0 | . | . | . | . | 0 | . | . | . | . | 0 | . | . | . | . | 0 | . | . | . | . | 0 | . | . | . | . | 0 | . | . | . | . | 0 | . | . | . | . | 0 | 0.749 | 0.07 | 0 | 0 | 0.819 | 73 | 2 | 0 | 0 | 75 | 328.5 | 7 | 0 | 0 | 335.5
2023 | GA | 6411 | Flint Electric Membership Corp | SOCO | AC | 4.729 | 0.576 | . | . | 5.305 | 550 | 23 | . | . | 573 | 1202.6 | 192.6 | . | . | 1395.2 | . | . | . | . | 0 | . | . | . | . | 0 | . | . | . | . | 0 | . | . | . | . | 0 | . | . | . | . | 0 | . | . | . | . | 0 | . | . | . | . | 0 | . | . | . | . | 0 | . | . | . | . | 0 | . | . | . | . | 0 | . | . | . | . | 0 | . | . | . | . | 0 | . | . | . | . | 0 | . | . | . | . | 0 | . | . | . | . | 0 | . | . | . | . | 0 | 4.729 | 0.576 | 0 | 0 | 5.305 | 550 | 23 | 0 | 0 | 573 | 1202.6 | 192.6 | 0 | 0 | 1395.2
2023 | GA | 7090 | GreyStone Power Corporation | SOCO | DC | 3.3 | 0.39 | . | . | 3.69 | 516 | 10 | . | . | 526 | 2388.59 | . | . | . | 2388.59 | 2 | . | . | . | 2 | 632 | . | . | . | 632 | . | . | . | . | 0 | . | . | . | . | 0 | 0.44 | . | . | . | 0.44 | 66 | . | . | . | 66 | . | . | . | . | 0 | . | . | . | . | 0 | . | . | . | . | 0 | . | . | . | . | 0 | . | . | . | . | 0 | . | . | . | . | 0 | . | . | . | . | 0 | . | . | . | . | 0 | . | . | . | . | 0 | . | . | . | . | 0 | 5.3 | 0.39 | 0 | 0 | 5.69 | 1148 | 10 | 0 | 0 | 1158 | 2388.59 | 0 | 0 | 0 | 2388.59
2023 | GA | 7140 | Georgia Power Co | SOCO | AC | 30.919 | 14.788 | 2.308 | . | 48.015 | 4475 | 309 | 25 | . | 4809 | . | . | . | . | 0 | . | . | . | . | 0 | . | . | . | . | 0 | . | . | . | . | 0 | . | . | . | . | 0 | . | . | . | . | 0 | . | . | . | . | 0 | . | . | . | . | 0 | . | . | . | . | 0 | . | . | . | . | 0 | . | . | . | . | 0 | . | . | . | . | 0 | . | . | . | . | 0 | . | . | . | . | 0 | . | . | . | . | 0 | . | . | . | . | 0 | . | . | . | . | 0 | 30.919 | 14.788 | 2.308 | 0 | 48.015 | 4475 | 309 | 25 | 0 | 4809 | 0 | 0 | 0 | 0 | 0
2023 | GA | 7450 | Grady Electric Membership Corp | SOCO | AC | 0.7 | 0.1 | . | . | 0.8 | 70 | 1 | . | . | 71 | . | . | . | . | 0 | . | . | . | . | 0 | . | . | . | . | 0 | . | . | . | . | 0 | . | . | . | . | 0 | . | . | . | . | 0 | . | . | . | . | 0 | . | . | . | . | 0 | . | . | . | . | 0 | . | . | . | . | 0 | . | . | . | . | 0 | . | . | . | . | 0 | . | . | . | . | 0 | . | . | . | . | 0 | . | . | . | . | 0 | . | . | . | . | 0 | . | . | . | . | 0 | 0.7 | 0.1 | 0 | 0 | 0.8 | 70 | 1 | 0 | 0 | 71 | 0 | 0 | 0 | 0 | 0
2023 | GA | 7887 | Habersham Electric Membership Corp | SOCO | AC | 2.06 | 0.362 | . | . | 2.422 | 112 | 9 | . | . | 121 | . | . | . | . | 0 | . | . | . | . | 0 | . | . | . | . | 0 | . | . | . | . | 0 | . | . | . | . | 0 | . | . | . | . | 0 | . | . | . | . | 0 | . | . | . | . | 0 | . | . | . | . | 0 | . | . | . | . | 0 | . | . | . | . | 0 | . | . | . | . | 0 | . | . | . | . | 0 | . | . | . | . | 0 | . | . | . | . | 0 | . | . | . | . | 0 | . | . | . | . | 0 | 2.06 | 0.362 | 0 | 0 | 2.422 | 112 | 9 | 0 | 0 | 121 | 0 | 0 | 0 | 0 | 0
2023 | GA | 8210 | Hart Electric Member Corp | SOCO | AC | 1.199 | 0.167 | . | . | 1.366 | 121 | 3 | . | . | 124 | 0.597 | 0.075 | . | . | 0.672 | . | . | . | . | 0 | . | . | . | . | 0 | . | . | . | . | 0 | . | . | . | . | 0 | . | . | . | . | 0 | . | . | . | . | 0 | . | . | . | . | 0 | . | . | . | . | 0 | . | . | . | . | 0 | . | . | . | . | 0 | . | . | . | . | 0 | . | . | . | . | 0 | . | . | . | . | 0 | . | . | . | . | 0 | . | . | . | . | 0 | . | . | . | . | 0 | 1.199 | 0.167 | 0 | 0 | 1.366 | 121 | 3 | 0 | 0 | 124 | 0.597 | 0.075 | 0 | 0 | 0.672
2023 | GA | 9431 | Irwin Electric Membership Corp | SOCO | AC | 0.528 | 0.15 | . | . | 0.678 | 66 | 3 | . | . | 69 | . | . | . | . | 0 | . | . | . | . | 0 | . | . | . | . | 0 | . | . | . | . | 0 | . | . | . | . | 0 | . | . | . | . | 0 | . | . | . | . | 0 | . | . | . | . | 0 | . | . | . | . | 0 | . | . | . | . | 0 | . | . | . | . | 0 | . | . | . | . | 0 | . | . | . | . | 0 | . | . | . | . | 0 | . | . | . | . | 0 | . | . | . | . | 0 | . | . | . | . | 0 | 0.528 | 0.15 | 0 | 0 | 0.678 | 66 | 3 | 0 | 0 | 69 | 0 | 0 | 0 | 0 | 0
2023 | GA | 9601 | Jackson Electric Member Corp - (GA) | SOCO | DC | 7.918 | 3.557 | . | . | 11.475 | 1006 | 29 | . | . | 1035 | 217.322 | 50.46 | . | . | 267.782 | . | . | . | . | 0 | . | . | . | . | 0 | . | . | . | . | 0 | . | . | . | . | 0 | . | . | . | . | 0 | . | . | . | . | 0 | . | . | . | . | 0 | . | . | . | . | 0 | . | . | . | . | 0 | . | . | . | . | 0 | . | . | . | . | 0 | . | . | . | . | 0 | . | . | . | . | 0 | . | . | . | . | 0 | . | . | . | . | 0 | . | . | . | . | 0 | 7.918 | 3.557 | 0 | 0 | 11.475 | 1006 | 29 | 0 | 0 | 1035 | 217.322 | 50.46 | 0 | 0 | 267.782
2023 | GA | 9689 | Jefferson Electric Member Corp | SOCO | AC | 0.12 | 0.15 | . | . | 0.27 | 178 | 9 | . | . | 187 | 21 | 43 | . | . | 64 | . | . | . | . | 0 | . | . | . | . | 0 | . | . | . | . | 0 | . | . | . | . | 0 | . | . | . | . | 0 | . | . | . | . | 0 | . | . | . | . | 0 | . | . | . | . | 0 | . | . | . | . | 0 | . | . | . | . | 0 | . | . | . | . | 0 | . | . | . | . | 0 | . | . | . | . | 0 | . | . | . | . | 0 | . | . | . | . | 0 | . | . | . | . | 0 | 0.12 | 0.15 | 0 | 0 | 0.27 | 178 | 9 | 0 | 0 | 187 | 21 | 43 | 0 | 0 | 64
2023 | GA | 10624 | Southern Rivers Energy | SOCO | AC | 1.125 | 0.284 | . | . | 1.409 | 120 | 3 | . | . | 123 | . | . | . | . | 0 | . | . | . | . | 0 | . | . | . | . | 0 | . | . | . | . | 0 | . | . | . | . | 0 | . | . | . | . | 0 | . | . | . | . | 0 | . | . | . | . | 0 | . | . | . | . | 0 | . | . | . | . | 0 | . | . | . | . | 0 | . | . | . | . | 0 | . | . | . | . | 0 | . | . | . | . | 0 | 0.011 | . | . | . | 0.011 | 2 | . | . | . | 2 | . | . | . | . | 0 | 1.136 | 0.284 | 0 | 0 | 1.42 | 122 | 3 | 0 | 0 | 125 | 0 | 0 | 0 | 0 | 0
2023 | GA | 10800 | City of Lawrenceville - (GA) | SOCO | AC | 0.051 | . | . | . | 0.051 | 19 | . | . | . | 19 | 0.637 | . | . | . | 0.637 | . | . | . | . | 0 | . | . | . | . | 0 | . | . | . | . | 0 | . | . | . | . | 0 | . | . | . | . | 0 | . | . | . | . | 0 | . | . | . | . | 0 | . | . | . | . | 0 | . | . | . | . | 0 | . | . | . | . | 0 | . | . | . | . | 0 | . | . | . | . | 0 | . | . | . | . | 0 | . | . | . | . | 0 | . | . | . | . | 0 | . | . | . | . | 0 | 0.051 | 0 | 0 | 0 | 0.051 | 19 | 0 | 0 | 0 | 19 | 0.637 | 0 | 0 | 0 | 0.637
2023 | GA | 11646 | City of Marietta - (GA) | SOCO | AC | 0.202 | 0.107 | . | . | 0.309 | 36 | 2 | . | . | 38 | 88.615 | 50.681 | . | . | 139.296 | . | . | . | . | 0 | . | . | . | . | 0 | . | . | . | . | 0 | . | . | . | . | 0 | . | . | . | . | 0 | . | . | . | . | 0 | . | . | . | . | 0 | . | . | . | . | 0 | . | . | . | . | 0 | . | . | . | . | 0 | . | . | . | . | 0 | . | . | . | . | 0 | . | . | . | . | 0 | . | . | . | . | 0 | . | . | . | . | 0 | . | . | . | . | 0 | 0.202 | 0.107 | 0 | 0 | 0.309 | 36 | 2 | 0 | 0 | 38 | 88.615 | 50.681 | 0 | 0 | 139.296
2023 | GA | 12706 | Mitchell Electric Member Corp | SOCO | AC | 0.351 | 0.396 | . | . | 0.747 | 85 | 11 | . | . | 96 | . | . | . | . | 0 | . | . | . | . | 0 | . | . | . | . | 0 | . | . | . | . | 0 | . | . | . | . | 0 | . | . | . | . | 0 | . | . | . | . | 0 | . | . | . | . | 0 | . | . | . | . | 0 | . | . | . | . | 0 | . | . | . | . | 0 | . | . | . | . | 0 | . | . | . | . | 0 | . | . | . | . | 0 | . | . | . | . | 0 | . | . | . | . | 0 | . | . | . | . | 0 | 0.351 | 0.396 | 0 | 0 | 0.747 | 85 | 11 | 0 | 0 | 96 | 0 | 0 | 0 | 0 | 0
2023 | GA | 13962 | Oconee Electric Member Corp | SOCO | AC | 0.254 | . | . | . | 0.254 | 36 | . | . | . | 36 | . | . | . | . | 0 | . | . | . | . | 0 | . | . | . | . | 0 | . | . | . | . | 0 | . | . | . | . | 0 | 0.047 | . | . | . | 0.047 | 9 | . | . | . | 9 | . | . | . | . | 0 | . | . | . | . | 0 | . | . | . | . | 0 | . | . | . | . | 0 | . | . | . | . | 0 | . | . | . | . | 0 | . | . | . | . | 0 | . | . | . | . | 0 | . | . | . | . | 0 | . | . | . | . | 0 | 0.254 | 0 | 0 | 0 | 0.254 | 36 | 0 | 0 | 0 | 36 | 0 | 0 | 0 | 0 | 0
2023 | GA | 15700 | Rayle Electric Membership Corp | SOCO | AC | 0.604 | . | . | . | 0.604 | 79 | . | . | . | 79 | 251.24 | . | . | . | 251.24 | . | . | . | . | 0 | . | . | . | . | 0 | . | . | . | . | 0 | . | . | . | . | 0 | 0.012 | . | . | . | 0.012 | 1 | . | . | . | 1 | . | . | . | . | 0 | . | . | . | . | 0 | . | . | . | . | 0 | . | . | . | . | 0 | . | . | . | . | 0 | . | . | . | . | 0 | . | . | . | . | 0 | . | . | . | . | 0 | . | . | . | . | 0 | . | . | . | . | 0 | 0.604 | 0 | 0 | 0 | 0.604 | 79 | 0 | 0 | 0 | 79 | 251.24 | 0 | 0 | 0 | 251.24
2023 | GA | 16674 | Satilla Rural Elec Member Corporation | SOCO | AC | 1.038 | 1.99 | . | . | 3.028 | 111 | 29 | . | . | 140 | 479 | 957 | . | . | 1436 | 1 | . | . | . | 1 | 191 | . | . | . | 191 | . | . | . | . | 0 | . | . | . | . | 0 | . | . | . | . | 0 | . | . | . | . | 0 | . | . | . | . | 0 | . | . | . | . | 0 | . | . | . | . | 0 | . | . | . | . | 0 | . | . | . | . | 0 | . | . | . | . | 0 | . | . | . | . | 0 | . | . | . | . | 0 | . | . | . | . | 0 | . | . | . | . | 0 | 2.038 | 1.99 | 0 | 0 | 4.028 | 302 | 29 | 0 | 0 | 331 | 479 | 957 | 0 | 0 | 1436
2023 | GA | 16865 | Sawnee Electric Membership Corporation | SOCO | AC | 3.584 | 1.109 | 0.899 | . | 5.592 | 581 | 31 | 4 | . | 616 | . | . | . | . | 0 | 2.647 | 0.219 | . | . | 2.866 | 261 | 12 | . | . | 273 | . | . | . | . | 0 | . | . | . | . | 0 | . | . | . | . | 0 | . | . | . | . | 0 | . | . | . | . | 0 | . | . | . | . | 0 | . | . | . | . | 0 | . | . | . | . | 0 | . | . | . | . | 0 | . | . | . | . | 0 | . | . | . | . | 0 | . | . | . | . | 0 | . | . | . | . | 0 | . | . | . | . | 0 | 6.231 | 1.328 | 0.899 | 0 | 8.458 | 842 | 43 | 4 | 0 | 889 | 0 | 0 | 0 | 0 | 0
2023 | GA | 18305 | Sumter Electric Member Corp | SOCO | AC | 0.468 | 0.525 | . | . | 0.993 | 61 | 6 | . | . | 67 | 186.5 | 133.3 | . | . | 319.8 | . | . | . | . | 0 | . | . | . | . | 0 | . | . | . | . | 0 | . | . | . | . | 0 | 0.14 | 0 | . | . | 0.14 | 20 | 0 | . | . | 20 | 0.271 | 0 | . | . | 0.271 | . | . | . | . | 0 | . | . | . | . | 0 | . | . | . | . | 0 | . | . | . | . | 0 | . | . | . | . | 0 | . | . | . | . | 0 | . | . | . | . | 0 | . | . | . | . | 0 | . | . | . | . | 0 | 0.468 | 0.525 | 0 | 0 | 0.993 | 61 | 6 | 0 | 0 | 67 | 186.5 | 133.3 | 0 | 0 | 319.8
2023 | GA | 18499 | Three Notch Elec Member Corp | SEPA | AC | 0.375 | 0.25 | . | . | 0.625 | 48 | 4 | . | . | 52 | . | . | . | . | 0 | . | . | . | . | 0 | . | . | . | . | 0 | . | . | . | . | 0 | . | . | . | . | 0 | . | . | . | . | 0 | . | . | . | . | 0 | . | . | . | . | 0 | . | . | . | . | 0 | . | . | . | . | 0 | . | . | . | . | 0 | . | . | . | . | 0 | . | . | . | . | 0 | . | . | . | . | 0 | . | . | . | . | 0 | . | . | . | . | 0 | . | . | . | . | 0 | 0.375 | 0.25 | 0 | 0 | 0.625 | 48 | 4 | 0 | 0 | 52 | 0 | 0 | 0 | 0 | 0
2023 | GA | 18848 | City of Thomasville - (GA) | SOCO | AC | 0.077 | 0.3 | . | . | 0.377 | 6 | 2 | . | . | 8 | . | . | . | . | 0 | . | . | . | . | 0 | . | . | . | . | 0 | . | . | . | . | 0 | . | . | . | . | 0 | . | . | . | . | 0 | . | . | . | . | 0 | . | . | . | . | 0 | . | . | . | . | 0 | . | . | . | . | 0 | . | . | . | . | 0 | . | . | . | . | 0 | . | . | . | . | 0 | . | . | . | . | 0 | . | . | . | . | 0 | . | . | . | . | 0 | . | . | . | . | 0 | 0.077 | 0.3 | 0 | 0 | 0.377 | 6 | 2 | 0 | 0 | 8 | 0 | 0 | 0 | 0 | 0
2023 | GA | 18956 | Tri-County Elec Member Corp (GA) | SOCO | AC | 0.368 | . | . | . | 0.368 | 54 | . | . | . | 54 | 183.494 | . | . | . | 183.494 | . | . | . | . | 0 | . | . | . | . | 0 | . | . | . | . | 0 | . | . | . | . | 0 | . | . | . | . | 0 | . | . | . | . | 0 | . | . | . | . | 0 | . | . | . | . | 0 | . | . | . | . | 0 | . | . | . | . | 0 | . | . | . | . | 0 | . | . | . | . | 0 | . | . | . | . | 0 | . | . | . | . | 0 | . | . | . | . | 0 | . | . | . | . | 0 | 0.368 | 0 | 0 | 0 | 0.368 | 54 | 0 | 0 | 0 | 54 | 183.494 | 0 | 0 | 0 | 183.494
2023 | GA | 19219 | Diverse Power Incorporated | SOCO | AC | 0.499 | . | . | . | 0.499 | 64 | . | . | . | 64 | 228.434 | . | . | . | 228.434 | . | . | . | . | 0 | . | . | . | . | 0 | . | . | . | . | 0 | . | . | . | . | 0 | . | . | . | . | 0 | . | . | . | . | 0 | . | . | . | . | 0 | . | . | . | . | 0 | . | . | . | . | 0 | . | . | . | . | 0 | . | . | . | . | 0 | . | . | . | . | 0 | . | . | . | . | 0 | . | . | . | . | 0 | . | . | . | . | 0 | . | . | . | . | 0 | 0.499 | 0 | 0 | 0 | 0.499 | 64 | 0 | 0 | 0 | 64 | 228.434 | 0 | 0 | 0 | 228.434
2023 | GA | 20065 | Walton Electric Member Corp | SOCO | AC | 5.449 | 0.369 | . | . | 5.818 | 638 | 5 | . | . | 643 | . | . | . | . | 0 | 6.5 | . | . | . | 6.5 | 1866 | . | . | . | 1866 | . | . | . | . | 0 | . | . | . | . | 0 | . | . | . | . | 0 | . | . | . | . | 0 | . | . | . | . | 0 | . | . | . | . | 0 | . | . | . | . | 0 | . | . | . | . | 0 | . | . | . | . | 0 | . | . | . | . | 0 | . | . | . | . | 0 | . | . | . | . | 0 | . | . | . | . | 0 | . | . | . | . | 0 | 11.949 | 0.369 | 0 | 0 | 12.318 | 2504 | 5 | 0 | 0 | 2509 | 0 | 0 | 0 | 0 | 0
2023 | GA | 20146 | Washington Elec Member Corp | SOCO | DC | 0.28 | . | . | . | 0.28 | 28 | . | . | . | 28 | 120.814 | . | . | . | 120.814 | . | . | . | . | 0 | . | . | . | . | 0 | . | . | . | . | 0 | . | . | . | . | 0 | . | . | . | . | 0 | . | . | . | . | 0 | . | . | . | . | 0 | . | . | . | . | 0 | . | . | . | . | 0 | . | . | . | . | 0 | . | . | . | . | 0 | . | . | . | . | 0 | . | . | . | . | 0 | . | 0.075 | . | . | 0.075 | . | 1 | . | . | 1 | . | 0 | . | . | 0 | 0.28 | 0.075 | 0 | 0 | 0.355 | 28 | 1 | 0 | 0 | 29 | 120.814 | 0 | 0 | 0 | 120.814
2023 | GA | 31833 | Okefenoke Rural El Member Corp | SOCO | AC | 1.081 | 0.056 | . | . | 1.137 | 129 | 2 | . | . | 131 | 412.6 | . | . | . | 412.6 | 1.968 | . | . | . | 1.968 | 165 | . | . | . | 165 | . | . | . | . | 0 | . | . | . | . | 0 | . | . | . | . | 0 | . | . | . | . | 0 | . | . | . | . | 0 | . | . | . | . | 0 | . | . | . | . | 0 | . | . | . | . | 0 | . | . | . | . | 0 | . | . | . | . | 0 | . | . | . | . | 0 | . | . | . | . | 0 | . | . | . | . | 0 | . | . | . | . | 0 | 3.049 | 0.056 | 0 | 0 | 3.105 | 294 | 2 | 0 | 0 | 296 | 412.6 | 0 | 0 | 0 | 412.6
2023 | GA | 40212 | Colquitt Electric Membership Corp | SOCO | AC | 1.829 | 0.66 | . | . | 2.489 | 255 | 7 | . | . | 262 | 754.788 | 272.367 | . | . | 1027.155 | . | . | . | . | 0 | . | . | . | . | 0 | . | . | . | . | 0 | . | . | . | . | 0 | . | . | . | . | 0 | . | . | . | . | 0 | . | . | . | . | 0 | . | . | . | . | 0 | . | . | . | . | 0 | . | . | . | . | 0 | . | . | . | . | 0 | . | . | . | . | 0 | . | . | . | . | 0 | . | . | . | . | 0 | . | . | . | . | 0 | . | . | . | . | 0 | 1.829 | 0.66 | 0 | 0 | 2.489 | 255 | 7 | 0 | 0 | 262 | 754.788 | 272.367 | 0 | 0 | 1027.155
2023 | GA | 99999 | State Adjustment | SOCO |  | -1.546 | -0.688 | . | . | -2.234 | . | . | . | . | . | . | . | . | . | . | . | . | . | . | . | . | . | . | . | . | . | . | . | . | . | . | . | . | . | . | . | . | . | . | . | . | . | . | . | . | . | . | . | . | . | . | . | . | . | . | . | . | . | . | . | . | . | . | . | . | . | . | . | . | . | . | . | . | . | . | . | . | . | . | . | . | . | . | . | . | . | . | . | . | . | . | . | . | . | . | -1.546 | -0.688 | . | . | -2.234 | . | . | . | . | . | . | . | . | . | .
2023 | HI | 8287 | Hawaii Electric Light Co Inc | NA | AC | 76.3 | 21.877 | 1.431 | . | 99.608 | 13607 | 749 | 31 | . | 14387 | . | . | . | . | 0 | . | . | . | . | 0 | . | . | . | . | 0 | . | . | . | . | 0 | . | . | . | . | 0 | 14.473 | 1.23 | 0.003 | . | 15.706 | 1962 | 34 | 1 | . | 1997 | 34.567 | 1.93 | 0 | . | 36.497 | . | . | . | . | 0 | . | . | . | . | 0 | . | . | . | . | 0 | 0.05 | . | 0.167 | . | 0.217 | 15 | . | 3 | . | 18 | . | . | . | . | 0 | . | . | 0.049 | . | 0.049 | . | . | 1 | . | 1 | . | . | . | . | 0 | 76.35 | 21.877 | 1.647 | 0 | 99.874 | 13622 | 749 | 35 | 0 | 14406 | 0 | 0 | 0 | 0 | 0
2023 | HI | 10071 | Kauai Island Utility Cooperative | NA | AC | 24.82 | 10.792 | 0 | 0 | 35.612 | 5543 | 412 | 0 | 0 | 5955 | 17355 | 5330 | 0 | 0 | 22685 | 0 | 0 | 0 | 0 | 0 | 0 | 0 | 0 | 0 | 0 | 0 | 0 | 0 | 0 | 0 | 0 | 0 | 0 | 0 | 0 | 12.581 | 1.234 | 0 | 0 | 13.815 | 1766 | 38 | 0 | 0 | 1804 | 32.413 | 3.065 | 0 | 0 | 35.478 | 0 | 0 | 0 | 0 | 0 | 0 | 0 | 0 | 0 | 0 | 0 | 0 | 0 | 0 | 0 | 0.01 | 0.001 | 0 | 0 | 0.011 | 6 | 1 | 0 | 0 | 7 | 3.105 | 0 | 0 | 0 | 3.105 | . | . | . | . | 0 | . | . | . | . | 0 | . | . | . | . | 0 | 24.83 | 10.793 | 0 | 0 | 35.623 | 5549 | 413 | 0 | 0 | 5962 | 17358.105 | 5330 | 0 | 0 | 22688.105
2023 | HI | 11843 | Maui Electric Co Ltd | NA | AC | 68.601 | 29.127 | . | . | 97.728 | 12684 | 1031 | . | . | 13715 | . | . | . | . | 0 | . | . | . | . | 0 | . | . | . | . | 0 | . | . | . | . | 0 | . | . | . | . | 0 | 14.413 | 1.084 | . | . | 15.497 | 1815 | 37 | . | . | 1852 | 37.764 | 2.615 | . | . | 40.379 | . | . | . | . | 0 | . | . | . | . | 0 | . | . | . | . | 0 | 0.021 | 0.057 | . | . | 0.078 | 7 | 5 | . | . | 12 | . | . | . | . | 0 | . | . | . | . | 0 | . | . | . | . | 0 | . | . | . | . | 0 | 68.622 | 29.184 | 0 | 0 | 97.806 | 12691 | 1036 | 0 | 0 | 13727 | 0 | 0 | 0 | 0 | 0
2023 | HI | 19547 | Hawaiian Electric Co Inc | HECO | AC | 318.074 | 66.546 | . | . | 384.62 | 61808 | 1794 | . | . | 63602 | . | . | . | . | 0 | . | . | . | . | 0 | . | . | . | . | 0 | . | . | . | . | 0 | . | . | . | . | 0 | 76.981 | 0.736 | . | . | 77.717 | 9948 | 33 | . | . | 9981 | 207.719 | 2.518 | . | . | 210.237 | . | . | . | . | 0 | . | . | . | . | 0 | . | . | . | . | 0 | 0.001 | 0.024 | . | . | 0.025 | 1 | 3 | . | . | 4 | . | . | . | . | 0 | . | . | . | . | 0 | . | . | . | . | 0 | . | . | . | . | 0 | 318.075 | 66.57 | 0 | 0 | 384.645 | 61809 | 1797 | 0 | 0 | 63606 | 0 | 0 | 0 | 0 | 0
2023 | IA | 554 | City of Ames - (IA) | MISO | AC | 0.771 | 0.754 | . | . | 1.525 | 200 | 19 | . | . | 219 | 385.608 | 250.774 | 636.382 | . | 1272.764 | . | . | . | . | 0 | . | . | . | . | 0 | 0.404 | 0.264 | 0.018 | . | 0.686 | 640 | 28 | 1 | . | 669 | 0.048 | . | . | . | 0.048 | 9 | . | . | . | 9 | 0.169 | . | . | . | 0.169 | . | . | . | . | 0 | . | . | . | . | 0 | . | . | . | . | 0 | . | . | . | . | 0 | . | . | . | . | 0 | . | . | . | . | 0 | . | . | . | . | 0 | . | . | . | . | 0 | . | . | . | . | 0 | 1.175 | 1.018 | 0.018 | 0 | 2.211 | 840 | 47 | 1 | 0 | 888 | 385.608 | 250.774 | 636.382 | 0 | 1272.764
2023 | IA | 2652 | Butler County Rural Elec Coop - (IA) | SWPP | AC | 0.014 | . | . | . | 0.014 | 2 | . | . | . | 2 | . | . | . | . | 0 | . | . | . | . | 0 | . | . | . | . | 0 | . | . | . | . | 0 | . | . | . | . | 0 | . | . | . | . | 0 | . | . | . | . | 0 | . | . | . | . | 0 | . | . | . | . | 0 | . | . | . | . | 0 | . | . | . | . | 0 | 0.014 | . | . | . | 0.014 | 2 | . | . | . | 2 | . | . | . | . | 0 | . | . | . | . | 0 | . | . | . | . | 0 | . | . | . | . | 0 | 0.028 | 0 | 0 | 0 | 0.028 | 4 | 0 | 0 | 0 | 4 | 0 | 0 | 0 | 0 | 0
2023 | IA | 3203 | Cedar Falls Utilities | MISO | AC | 0.482 | 0.125 | 0 | 0 | 0.607 | 58 | 5 | 0 | 0 | 63 | 1101.476 | 494.93 | 105.012 | . | 1701.418 | 0.945 | 0.469 | 0.086 | 0 | 1.5 | 1190 | 51 | 3 | 0 | 1244 | . | . | . | . | 0 | . | . | . | . | 0 | 0.019 | . | . | . | 0.019 | 2 | 0 | 0 | . | 2 | 0.054 | . | . | . | 0.054 | . | . | . | . | 0 | . | . | . | . | 0 | . | . | . | . | 0 | 0.002 | . | . | . | 0.002 | 1 | . | . | . | 1 | . | . | . | . | 0 | . | . | . | . | 0 | . | . | . | . | 0 | . | . | . | . | 0 | 1.429 | 0.594 | 0.086 | 0 | 2.109 | 1249 | 56 | 3 | 0 | 1308 | 1101.476 | 494.93 | 105.012 | 0 | 1701.418
2023 | IA | 5588 | East-Central Iowa Rural Elec Coop | MISO | AC | 0.072 | 0.118 | . | . | 0.19 | 6 | 3 | . | . | 9 | 2.054 | 0 | . | . | 2.054 | . | . | . | . | 0 | . | . | . | . | 0 | . | . | . | . | 0 | . | . | . | . | 0 | . | . | . | . | 0 | . | . | . | . | 0 | . | . | . | . | 0 | . | . | . | . | 0 | . | . | . | . | 0 | . | . | . | . | 0 | 0.062 | . | . | . | 0.062 | 5 | . | . | . | 5 | 11.1 | . | . | . | 11.1 | . | . | . | . | 0 | . | . | . | . | 0 | . | . | . | . | 0 | 0.134 | 0.118 | 0 | 0 | 0.252 | 11 | 3 | 0 | 0 | 14 | 13.154 | 0 | 0 | 0 | 13.154
2023 | IA | 5605 | Eastern Iowa Light & Power Coop | MISO | AC | 2.999 | 1.556 | . | . | 4.555 | 282 | 67 | . | . | 349 | . | . | . | . | 0 | . | . | . | . | 0 | . | . | . | . | 0 | . | . | . | . | 0 | . | . | . | . | 0 | 0.183 | . | . | . | 0.183 | 20 | . | . | . | 20 | . | . | . | . | 0 | . | . | . | . | 0 | . | . | . | . | 0 | . | . | . | . | 0 | 0.047 | 0.01 | . | . | 0.057 | 5 | 2 | . | . | 7 | . | . | . | . | 0 | . | . | . | . | 0 | . | . | . | . | 0 | . | . | . | . | 0 | 3.046 | 1.566 | 0 | 0 | 4.612 | 287 | 69 | 0 | 0 | 356 | 0 | 0 | 0 | 0 | 0
2023 | IA | 8319 | Heartland Power Coop | MISO | AC | 0.036 | . | . | . | 0.036 | 4 | . | . | . | 4 | 276.264 | . | 906.618 | . | 1182.882 | . | . | 1.5 | . | 1.5 | . | . | 1 | . | 1 | 0.852 | . | . | . | 0.852 | 144 | . | . | . | 144 | . | . | . | . | 0 | . | . | . | . | 0 | . | . | . | . | 0 | . | . | . | . | 0 | . | . | . | . | 0 | . | . | . | . | 0 | 0.02 | . | . | . | 0.02 | 2 | . | . | . | 2 | . | . | . | . | 0 | . | . | . | . | 0 | . | . | . | . | 0 | . | . | . | . | 0 | 0.908 | 0 | 1.5 | 0 | 2.408 | 150 | 0 | 1 | 0 | 151 | 276.264 | 0 | 906.618 | 0 | 1182.882
2023 | IA | 9230 | City of Independence - (IA) | MISO | DC | 0.032 | 0.017 | 0 | 0 | 0.049 | 7 | 3 | 0 | 0 | 10 | 0 | 0 | 0 | 0 | 0 | 0 | 0 | 0 | 0 | 0 | 0 | 0 | 0 | 0 | 0 | 0 | 0 | 0 | 0 | 0 | 0 | 0 | 0 | 0 | 0 | . | . | . | . | 0 | . | . | . | . | 0 | . | . | . | . | 0 | . | . | . | . | 0 | . | . | . | . | 0 | . | . | . | . | 0 | 0 | 0 | 0 | 0 | 0 | 0 | 0 | 0 | 0 | 0 | 0 | 0 | 0 | 0 | 0 | 0 | 0 | 0 | 0 | 0 | 0 | 0 | 0 | 0 | 0 | 0 | 0 | 0 | 0 | 0 | 0.032 | 0.017 | 0 | 0 | 0.049 | 7 | 3 | 0 | 0 | 10 | 0 | 0 | 0 | 0 | 0
2023 | IA | 9417 | Interstate Power and Light Co | MISO | AC | 68.96 | 96.194 | 1.693 | . | 166.847 | 8341 | 2772 | 14 | . | 11127 | . | . | . | . | 0 | . | . | . | . | 0 | . | . | . | . | 0 | . | . | . | . | 0 | . | . | . | . | 0 | . | . | . | . | 0 | . | . | . | . | 0 | . | . | . | . | 0 | . | . | . | . | 0 | . | . | . | . | 0 | . | . | . | . | 0 | 0.304 | 3.907 | 0.01 | . | 4.221 | 41 | 61 | 1 | . | 103 | . | . | . | . | 0 | . | 0.4 | . | . | 0.4 | . | 1 | . | . | 1 | . | . | . | . | 0 | 69.264 | 100.501 | 1.703 | 0 | 171.468 | 8382 | 2834 | 15 | 0 | 11231 | 0 | 0 | 0 | 0 | 0
2023 | IA | 9425 | Iowa Lakes Electric Coop | SWPP | AC | 0.375 | 3.121 | . | . | 3.496 | 30 | 83 | . | . | 113 | . | . | . | . | 0 | . | . | . | . | 0 | . | . | . | . | 0 | . | . | . | . | 0 | . | . | . | . | 0 | . | . | . | . | 0 | . | . | . | . | 0 | . | . | . | . | 0 | . | . | . | . | 0 | . | . | . | . | 0 | . | . | . | . | 0 | 0.049 | 0.045 | . | . | 0.094 | 6 | 3 | . | . | 9 | . | . | . | . | 0 | . | . | . | . | 0 | . | . | . | . | 0 | . | . | . | . | 0 | 0.424 | 3.166 | 0 | 0 | 3.59 | 36 | 86 | 0 | 0 | 122 | 0 | 0 | 0 | 0 | 0
2023 | IA | 11053 | Linn County REC | MISO | AC | 4.878 | 1.067 | 0.004 | . | 5.949 | 609 | 55 | 6 | . | 670 | . | . | . | . | 0 | . | . | . | . | 0 | . | . | . | . | 0 | . | . | . | . | 0 | . | . | . | . | 0 | . | . | . | . | 0 | . | . | . | . | 0 | . | . | . | . | 0 | . | . | . | . | 0 | . | . | . | . | 0 | . | . | . | . | 0 | 0.03 | 0 | 0.004 | . | 0.034 | 2 | 0 | 1 | . | 3 | . | . | . | . | 0 | . | . | . | . | 0 | . | . | . | . | 0 | . | . | . | . | 0 | 4.908 | 1.067 | 0.008 | 0 | 5.983 | 611 | 55 | 7 | 0 | 673 | 0 | 0 | 0 | 0 | 0
2023 | IA | 11611 | City of Maquoketa - (IA) | MISO | DC | 0.024 | 0.223 | 0 | 0 | 0.247 | 4 | 4 | 0 | 0 | 8 | 0 | 0 | 0 | 0 | 0 | 0 | 0 | 0 | 0 | 0 | 0 | 0 | 0 | 0 | 0 | 0 | 0 | 0 | 0 | 0 | 0 | 0 | 0 | 0 | 0 | . | . | . | . | 0 | . | . | . | . | 0 | . | . | . | . | 0 | . | . | . | . | 0 | . | . | . | . | 0 | . | . | . | . | 0 | 0 | 0 | 0 | 0 | 0 | 0 | 0 | 0 | 0 | 0 | 0 | 0 | 0 | 0 | 0 | 0 | 0 | 0 | 0 | 0 | 0 | 0 | 0 | 0 | 0 | 0 | 0 | 0 | 0 | 0 | 0.024 | 0.223 | 0 | 0 | 0.247 | 4 | 4 | 0 | 0 | 8 | 0 | 0 | 0 | 0 | 0
2023 | IA | 11788 | Consumers Energy Coop - (IA) | MISO | AC | 0.181 | . | . | . | 0.181 | 16 | . | . | . | 16 | 140.683 | . | . | . | 140.683 | . | . | . | . | 0 | . | . | . | . | 0 | . | . | . | . | 0 | . | . | . | . | 0 | . | . | . | . | 0 | . | . | . | . | 0 | . | . | . | . | 0 | . | . | . | . | 0 | . | . | . | . | 0 | . | . | . | . | 0 | 0.063 | . | . | . | 0.063 | 8 | . | . | . | 8 | 13.893 | . | . | . | 13.893 | . | . | . | . | 0 | . | . | . | . | 0 | . | . | . | . | 0 | 0.244 | 0 | 0 | 0 | 0.244 | 24 | 0 | 0 | 0 | 24 | 154.576 | 0 | 0 | 0 | 154.576
2023 | IA | 12341 | MidAmerican Energy Co | MISO | AC | 31.559 | 21.893 | 6.502 | . | 59.954 | 3896 | 510 | 23 | . | 4429 | 17096.185 | 6264.242 | 802.988 | . | 24163.415 | . | . | . | . | 0 | . | . | . | . | 0 | . | . | . | . | 0 | . | . | . | . | 0 | . | . | . | . | 0 | . | . | . | . | 0 | . | . | . | . | 0 | . | . | . | . | 0 | . | . | . | . | 0 | . | . | . | . | 0 | 0.403 | 0.78 | 0.114 | . | 1.297 | 42 | 19 | 2 | . | 63 | 42.971 | 26.48 | . | . | 69.451 | . | . | 2 | . | 2 | . | . | 1 | . | 1 | . | . | . | . | 0 | 31.962 | 22.673 | 8.616 | 0 | 63.251 | 3938 | 529 | 26 | 0 | 4493 | 17139.156 | 6290.722 | 802.988 | 0 | 24232.866
2023 | IA | 12450 | Midland Power Coop | MISO | AC | 0.199 | . | . | . | 0.199 | 18 | . | . | . | 18 | 118.004 | . | . | . | 118.004 | . | . | . | . | 0 | . | . | . | . | 0 | . | . | . | . | 0 | . | . | . | . | 0 | . | . | . | . | 0 | . | . | . | . | 0 | . | . | . | . | 0 | . | . | . | . | 0 | . | . | . | . | 0 | . | . | . | . | 0 | 0.042 | . | . | . | 0.042 | 5 | . | . | . | 5 | 37.922 | . | . | . | 37.922 | . | . | . | . | 0 | . | . | . | . | 0 | . | . | . | . | 0 | 0.241 | 0 | 0 | 0 | 0.241 | 23 | 0 | 0 | 0 | 23 | 155.926 | 0 | 0 | 0 | 155.926
2023 | IA | 13143 | Board of Water Electric & Communications | MISO | AC | 0.172 | 0.322 | 1.017 | . | 1.511 | 22 | 10 | 3 | . | 35 | . | . | . | . | 0 | . | . | . | . | 0 | . | . | . | . | 0 | . | . | . | . | 0 | . | . | . | . | 0 | . | . | . | . | 0 | . | . | . | . | 0 | . | . | . | . | 0 | . | . | . | . | 0 | . | . | . | . | 0 | . | . | . | . | 0 | . | . | . | . | 0 | . | . | . | . | 0 | . | . | . | . | 0 | . | . | . | . | 0 | . | . | . | . | 0 | . | . | . | . | 0 | 0.172 | 0.322 | 1.017 | 0 | 1.511 | 22 | 10 | 3 | 0 | 35 | 0 | 0 | 0 | 0 | 0
2023 | IA | 15291 | Prairie Energy Coop | SWPP | AC | 0.029 | . | 0.021 | . | 0.05 | 3 | . | 1 | . | 4 | 199.57 | . | 3.04 | . | 202.61 | . | . | . | . | 0 | . | . | . | . | 0 | 0.139 | . | . | . | 0.139 | 9 | . | . | . | 9 | . | . | . | . | 0 | . | . | . | . | 0 | . | . | . | . | 0 | . | . | . | . | 0 | . | . | . | . | 0 | . | . | . | . | 0 | . | . | 0.02 | . | 0.02 | . | . | 1 | . | 1 | . | . | 0 | . | 0 | . | . | . | . | 0 | . | . | . | . | 0 | . | . | . | . | 0 | 0.168 | 0 | 0.041 | 0 | 0.209 | 12 | 0 | 2 | 0 | 14 | 199.57 | 0 | 3.04 | 0 | 202.61
2023 | IA | 15349 | City of Preston | MISO | DC | 0.014 | 0 | 0 | 0 | 0.014 | 2 | 0 | 0 | 0 | 2 | 0 | 0 | 0 | 0 | 0 | 0 | 0 | 0 | 0 | 0 | 0 | 0 | 0 | 0 | 0 | 0 | 0 | 0 | 0 | 0 | 0 | 0 | 0 | 0 | 0 | . | . | . | . | 0 | . | . | . | . | 0 | . | . | . | . | 0 | . | . | . | . | 0 | . | . | . | . | 0 | . | . | . | . | 0 | 0 | 0 | 0 | 0 | 0 | 0 | 0 | 0 | 0 | 0 | 0 | 0 | 0 | 0 | 0 | 0 | 0 | 0 | 0 | 0 | 0 | 0 | 0 | 0 | 0 | 0 | 0 | 0 | 0 | 0 | 0.014 | 0 | 0 | 0 | 0.014 | 2 | 0 | 0 | 0 | 2 | 0 | 0 | 0 | 0 | 0
2023 | IA | 17260 | North West Rural Electric Coop | SWPP | AC | 0.173 | 0.076 | . | . | 0.249 | 13 | 2 | . | . | 15 | . | . | . | . | 0 | . | . | . | . | 0 | . | . | . | . | 0 | . | . | . | . | 0 | . | . | . | . | 0 | . | . | . | . | 0 | . | . | . | . | 0 | . | . | . | . | 0 | . | . | . | . | 0 | . | . | . | . | 0 | . | . | . | . | 0 | 0 | 0 | . | . | 0 | 0 | 0 | . | . | 0 | . | . | . | . | 0 | . | . | . | . | 0 | . | . | . | . | 0 | . | . | . | . | 0 | 0.173 | 0.076 | 0 | 0 | 0.249 | 13 | 2 | 0 | 0 | 15 | 0 | 0 | 0 | 0 | 0
2023 | IA | 19157 | MiEnergy Cooperative | MISO | AC | 4.846 | 2.44 | . | . | 7.286 | 391 | 83 | . | . | 474 | 2036.438 | 779.674 | . | . | 2816.112 | . | . | . | . | 0 | . | . | . | . | 0 | 0.011 | . | . | . | 0.011 | 28 | . | . | . | 28 | 0.061 | . | . | . | 0.061 | 6 | . | . | . | 6 | 0.114 | . | . | . | 0.114 | . | . | . | . | 0 | . | . | . | . | 0 | . | . | . | . | 0 | 0.08 | . | . | . | 0.08 | 8 | . | . | . | 8 | 6.462 | . | . | . | 6.462 | . | . | . | . | 0 | . | . | . | . | 0 | . | . | . | . | 0 | 4.937 | 2.44 | 0 | 0 | 7.377 | 427 | 83 | 0 | 0 | 510 | 2042.9 | 779.674 | 0 | 0 | 2822.574
2023 | IA | 99999 | State Adjustment | AECI |  | 0.034 | . | . | . | 0.034 | . | . | . | . | . | . | . | . | . | . | . | . | . | . | . | . | . | . | . | . | . | . | . | . | . | . | . | . | . | . | . | . | . | . | . | . | . | . | . | . | . | . | . | . | . | . | . | . | . | . | . | . | . | . | . | . | . | . | . | . | . | . | . | . | . | . | . | . | . | . | . | . | . | . | . | . | . | . | . | . | . | . | . | . | . | . | . | . | . | . | 0.034 | . | . | . | 0.034 | . | . | . | . | . | . | . | . | . | .
2023 | IA | 99999 | State Adjustment | MISO |  | 2.805 | 1.16 | 0 | . | 3.965 | . | . | . | . | . | . | . | . | . | . | . | . | . | . | . | . | . | . | . | . | . | . | . | . | . | . | . | . | . | . | . | . | . | . | . | . | . | . | . | . | . | . | . | . | . | . | . | . | . | . | . | . | . | . | . | . | . | . | . | . | . | . | . | . | . | . | . | . | . | . | . | . | . | . | . | . | . | . | . | . | . | . | . | . | . | . | . | . | . | . | 2.805 | 1.16 | 0 | . | 3.965 | . | . | . | . | . | . | . | . | . | .
2023 | IA | 99999 | State Adjustment | SWPP |  | 0.626 | 0.148 | 0.016 | . | 0.79 | . | . | . | . | . | . | . | . | . | . | . | . | . | . | . | . | . | . | . | . | . | . | . | . | . | . | . | . | . | . | . | . | . | . | . | . | . | . | . | . | . | . | . | . | . | . | . | . | . | . | . | . | . | . | . | . | . | . | . | . | . | . | . | . | . | . | . | . | . | . | . | . | . | . | . | . | . | . | . | . | . | . | . | . | . | . | . | . | . | . | 0.626 | 0.148 | 0.016 | . | 0.79 | . | . | . | . | . | . | . | . | . | .
2023 | ID | 6169 | Fall River Rural Elec Coop Inc | BPAT | AC | 1.343 | 0.213 | . | . | 1.556 | 187 | 9 | . | . | 196 | . | . | . | . | 0 | . | . | . | . | 0 | . | . | . | . | 0 | . | . | . | . | 0 | . | . | . | . | 0 | . | . | . | . | 0 | . | . | . | . | 0 | . | . | . | . | 0 | . | . | . | . | 0 | . | . | . | . | 0 | . | . | . | . | 0 | 0.028 | 0.006 | . | . | 0.034 | 10 | 3 | . | . | 13 | . | . | . | . | 0 | . | . | . | . | 0 | . | . | . | . | 0 | . | . | . | . | 0 | 1.371 | 0.219 | 0 | 0 | 1.59 | 197 | 12 | 0 | 0 | 209 | 0 | 0 | 0 | 0 | 0
2023 | ID | 8699 | Inland Power & Light Company | BPAT | AC | 0.028 | . | . | . | 0.028 | 4 | . | . | . | 4 | . | . | . | . | 0 | . | . | . | . | 0 | . | . | . | . | 0 | . | . | . | . | 0 | . | . | . | . | 0 | . | . | . | . | 0 | . | . | . | . | 0 | . | . | . | . | 0 | . | . | . | . | 0 | . | . | . | . | 0 | . | . | . | . | 0 | . | . | . | . | 0 | . | . | . | . | 0 | . | . | . | . | 0 | . | . | . | . | 0 | . | . | . | . | 0 | . | . | . | . | 0 | 0.028 | 0 | 0 | 0 | 0.028 | 4 | 0 | 0 | 0 | 4 | 0 | 0 | 0 | 0 | 0
2023 | ID | 9187 | City of Idaho Falls - (ID) | PACE | AC | 1.073 | 0.09 | 0 | 0 | 1.163 | 149 | 5 | 0 | 0 | 154 | 0.569 | 0 | 0 | 0 | 0.569 | 0 | 0 | 0 | 0 | 0 | 0 | 0 | 0 | 0 | 0 | 0 | 0 | 0 | 0 | 0 | 0 | 0 | 0 | 0 | 0 | 0 | 0 | 0 | 0 | 0 | 0 | 0 | 0 | 0 | 0 | 0 | 0 | 0 | 0 | 0 | 0 | 0 | 0 | 0 | 0 | 0 | 0 | 0 | 0 | 0 | 0 | 0 | 0 | 0 | 0 | 0 | 0 | 0 | 0 | 0 | 0 | 0 | 0 | 0 | 0 | 0 | 0 | 0 | 0 | 0 | 0 | 0 | 0 | 0 | 0 | 0 | 0 | 0 | 0 | 0 | 0 | 0 | 0 | 0 | 0 | 1.073 | 0.09 | 0 | 0 | 1.163 | 149 | 5 | 0 | 0 | 154 | 0.569 | 0 | 0 | 0 | 0.569
2023 | ID | 9191 | Idaho Power Co | IPCO | DC | 126.99 | 8.38 | 20.805 | 0 | 156.175 | 16693 | 296 | 225 | 0 | 17214 | . | . | . | . | 0 | . | . | . | . | 0 | . | . | . | . | 0 | . | . | . | . | 0 | . | . | . | . | 0 | . | . | . | . | 0 | . | . | . | . | 0 | . | . | . | . | 0 | . | . | . | . | 0 | . | . | . | . | 0 | . | . | . | . | 0 | 0.106 | . | . | . | 0.106 | 24 | . | . | . | 24 | . | . | . | . | 0 | 0.076 | 0.085 | . | . | 0.161 | 7 | 4 | . | . | 11 | . | . | . | . | 0 | 127.172 | 8.465 | 20.805 | 0 | 156.442 | 16724 | 300 | 225 | 0 | 17249 | 0 | 0 | 0 | 0 | 0
2023 | ID | 10454 | Kootenai Electric Cooperative | AVA | DC | 1.267 | . | . | . | 1.267 | 172 | . | . | . | 172 | . | . | . | . | 0 | . | . | . | . | 0 | . | . | . | . | 0 | 0.052 | . | . | . | 0.052 | 53 | . | . | . | 53 | . | . | . | . | 0 | . | . | . | . | 0 | . | . | . | . | 0 | . | . | . | . | 0 | . | . | . | . | 0 | . | . | . | . | 0 | 0.018 | . | . | . | 0.018 | 5 | . | . | . | 5 | . | . | . | . | 0 | . | . | . | . | 0 | . | . | . | . | 0 | . | . | . | . | 0 | 1.337 | 0 | 0 | 0 | 1.337 | 230 | 0 | 0 | 0 | 230 | 0 | 0 | 0 | 0 | 0
2023 | ID | 11273 | Lower Valley Energy Inc | BPAT | AC | 0.022 | . | . | . | 0.022 | 2 | . | . | . | 2 | . | . | . | . | 0 | . | . | . | . | 0 | . | . | . | . | 0 | . | . | . | . | 0 | . | . | . | . | 0 | . | . | . | . | 0 | . | . | . | . | 0 | . | . | . | . | 0 | . | . | . | . | 0 | . | . | . | . | 0 | . | . | . | . | 0 | 0.002 | . | . | . | 0.002 | 1 | . | . | . | 1 | . | . | . | . | 0 | . | . | . | . | 0 | . | . | . | . | 0 | . | . | . | . | 0 | 0.024 | 0 | 0 | 0 | 0.024 | 3 | 0 | 0 | 0 | 3 | 0 | 0 | 0 | 0 | 0
2023 | ID | 14354 | PacifiCorp | PACE | DC | 21.161 | 1.22 | 0.399 | 0 | 22.78 | 2546 | 62 | 7 | 0 | 2615 | . | . | . | . | 0 | . | . | . | . | 0 | . | . | . | . | 0 | . | . | . | . | 0 | . | . | . | . | 0 | 2.73 | 0.031 | 0 | 0 | 2.761 | 292 | 2 | 0 | 0 | 294 | 3.574 | 0.062 | 0 | 0 | 3.636 | . | . | . | . | 0 | . | . | . | . | 0 | . | . | . | . | 0 | 0.222 | 0.057 | 0 | 0 | 0.279 | 65 | 8 | 0 | 0 | 73 | . | . | . | . | 0 | 0.008 | 0 | 0 | 0 | 0.008 | 2 | 0 | 0 | 0 | 2 | . | . | . | . | 0 | 21.391 | 1.277 | 0.399 | 0 | 23.067 | 2613 | 70 | 7 | 0 | 2690 | 0 | 0 | 0 | 0 | 0
2023 | ID | 19502 | United Electric Co-op, Inc - (ID) | BPAT | AC | 0.36 | 0.12 | . | . | 0.48 | 18 | 6 | . | . | 24 | . | . | . | . | 0 | . | . | . | . | 0 | . | . | . | . | 0 | . | . | . | . | 0 | . | . | . | . | 0 | . | . | . | . | 0 | . | . | . | . | 0 | . | . | . | . | 0 | . | . | . | . | 0 | . | . | . | . | 0 | . | . | . | . | 0 | . | . | . | . | 0 | . | . | . | . | 0 | . | . | . | . | 0 | . | . | . | . | 0 | . | . | . | . | 0 | . | . | . | . | 0 | 0.36 | 0.12 | 0 | 0 | 0.48 | 18 | 6 | 0 | 0 | 24 | 0 | 0 | 0 | 0 | 0
2023 | ID | 20169 | Avista Corp | AVA | AC | 3.065 | 0.598 | 0 | 0 | 3.663 | 497 | 30 | 0 | 0 | 527 | . | . | . | . | 0 | . | . | . | . | 0 | . | . | . | . | 0 | . | . | . | . | 0 | . | . | . | . | 0 | . | . | . | . | 0 | . | . | . | . | 0 | . | . | . | . | 0 | . | . | . | . | 0 | . | . | . | . | 0 | . | . | . | . | 0 | 0.013 | 0.002 | . | . | 0.015 | 4 | 1 | . | . | 5 | . | . | . | . | 0 | 0.011 | 0.065 | . | . | 0.076 | 3 | 1 | . | . | 4 | . | . | . | . | 0 | 3.089 | 0.665 | 0 | 0 | 3.754 | 504 | 32 | 0 | 0 | 536 | 0 | 0 | 0 | 0 | 0
2023 | ID | 99999 | State Adjustment | AVA |  | 0.024 | 0.011 | . | . | 0.035 | . | . | . | . | . | . | . | . | . | . | . | . | . | . | . | . | . | . | . | . | . | . | . | . | . | . | . | . | . | . | . | . | . | . | . | . | . | . | . | . | . | . | . | . | . | . | . | . | . | . | . | . | . | . | . | . | . | . | . | . | . | . | . | . | . | . | . | . | . | . | . | . | . | . | . | . | . | . | . | . | . | . | . | . | . | . | . | . | . | . | 0.024 | 0.011 | . | . | 0.035 | . | . | . | . | . | . | . | . | . | .
2023 | ID | 99999 | State Adjustment | IPCO |  | -22.147 | -1.461 | -3.628 | . | -27.237 | . | . | . | . | . | . | . | . | . | . | . | . | . | . | . | . | . | . | . | . | . | . | . | . | . | . | . | . | . | . | . | . | . | . | . | . | . | . | . | . | . | . | . | . | . | . | . | . | . | . | . | . | . | . | . | . | . | . | . | . | . | . | . | . | . | . | . | . | . | . | . | . | . | . | . | . | . | . | . | . | . | . | . | . | . | . | . | . | . | . | -22.147 | -1.461 | -3.628 | . | -27.237 | . | . | . | . | . | . | . | . | . | .
2023 | ID | 99999 | State Adjustment | PACE |  | -3.69 | -0.213 | -0.07 | . | -3.973 | . | . | . | . | . | . | . | . | . | . | . | . | . | . | . | . | . | . | . | . | . | . | . | . | . | . | . | . | . | . | . | . | . | . | . | . | . | . | . | . | . | . | . | . | . | . | . | . | . | . | . | . | . | . | . | . | . | . | . | . | . | . | . | . | . | . | . | . | . | . | . | . | . | . | . | . | . | . | . | . | . | . | . | . | . | . | . | . | . | . | -3.69 | -0.213 | -0.07 | . | -3.973 | . | . | . | . | . | . | . | . | . | .
2023 | IL | 3931 | Coles-Moultrie Electric Coop | MISO | DC | 0.893 | 0.759 | . | . | 1.652 | 89 | 7 | . | . | 96 | . | . | . | . | 0 | . | . | . | . | 0 | . | . | . | . | 0 | . | . | . | . | 0 | . | . | . | . | 0 | . | . | . | . | 0 | . | . | . | . | 0 | . | . | . | . | 0 | . | . | . | . | 0 | . | . | . | . | 0 | . | . | . | . | 0 | 0.01 | . | . | . | 0.01 | 1 | . | . | . | 1 | . | . | . | . | 0 | . | . | . | . | 0 | . | . | . | . | 0 | . | . | . | . | 0 | 0.903 | 0.759 | 0 | 0 | 1.662 | 90 | 7 | 0 | 0 | 97 | 0 | 0 | 0 | 0 | 0
2023 | IL | 4110 | Commonwealth Edison Co | PJM | AC | 358.636 | 197.935 | . | . | 556.571 | 49854 | 1178 | . | . | 51032 | . | . | . | . | 0 | 88.412 | 65.532 | . | . | 153.944 | 18984 | 3573 | . | . | 22557 | . | . | . | . | 0 | . | . | . | . | 0 | . | . | . | . | 0 | . | . | . | . | 0 | . | . | . | . | 0 | . | . | . | . | 0 | . | . | . | . | 0 | . | . | . | . | 0 | 0.18 | 2.418 | . | . | 2.598 | 32 | 12 | . | . | 44 | . | . | . | . | 0 | . | 0.375 | . | . | 0.375 | . | 1 | . | . | 1 | . | . | . | . | 0 | 447.228 | 266.26 | 0 | 0 | 713.488 | 68870 | 4764 | 0 | 0 | 73634 | 0 | 0 | 0 | 0 | 0
2023 | IL | 4362 | Corn Belt Energy Corporation | MISO | AC | 8.225 | 4.1 | 0.2 | 0 | 12.525 | 658 | 33 | 1 | 0 | 692 | . | . | . | . | 0 | . | . | . | . | 0 | . | . | . | . | 0 | . | . | . | . | 0 | . | . | . | . | 0 | 0.074 | . | . | . | 0.074 | 13 | . | . | . | 13 | . | . | . | . | 0 | . | . | . | . | 0 | . | . | . | . | 0 | . | . | . | . | 0 | . | . | . | . | 0 | . | . | . | . | 0 | . | . | . | . | 0 | . | . | 2.62 | . | 2.62 | . | . | 1 | . | 1 | . | . | . | . | 0 | 8.225 | 4.1 | 2.82 | 0 | 15.145 | 658 | 33 | 2 | 0 | 693 | 0 | 0 | 0 | 0 | 0
2023 | IL | 5535 | Egyptian Electric Coop Assn | MISO | AC | 3.834 | . | . | . | 3.834 | 365 | . | . | . | 365 | . | . | . | . | 0 | . | . | . | . | 0 | . | . | . | . | 0 | . | . | . | . | 0 | . | . | . | . | 0 | . | . | . | . | 0 | . | . | . | . | 0 | . | . | . | . | 0 | . | . | . | . | 0 | . | . | . | . | 0 | . | . | . | . | 0 | . | . | . | . | 0 | . | . | . | . | 0 | . | . | . | . | 0 | . | . | . | . | 0 | . | . | . | . | 0 | . | . | . | . | 0 | 3.834 | 0 | 0 | 0 | 3.834 | 365 | 0 | 0 | 0 | 365 | 0 | 0 | 0 | 0 | 0
2023 | IL | 5585 | Eastern Illinois Elec Coop | MISO | AC | 4.48 | 1 | . | . | 5.48 | 420 | 5 | . | . | 425 | 2018 | 363 | . | . | 2381 | . | . | . | . | 0 | . | . | . | . | 0 | . | . | . | . | 0 | . | . | . | . | 0 | . | . | . | . | 0 | . | . | . | . | 0 | . | . | . | . | 0 | . | . | . | . | 0 | . | . | . | . | 0 | . | . | . | . | 0 | 0.001 | 0.001 | . | . | 0.002 | 3 | 1 | . | . | 4 | 0.02 | 0 | . | . | 0.02 | . | . | . | . | 0 | . | . | . | . | 0 | . | . | . | . | 0 | 4.481 | 1.001 | 0 | 0 | 5.482 | 423 | 6 | 0 | 0 | 429 | 2018.02 | 363 | 0 | 0 | 2381.02
2023 | IL | 7096 | City of Geneva- (IL) | PJM | AC | 0.286 | 0.82 | . | . | 1.106 | 36 | 3 | . | . | 39 | . | . | . | . | 0 | . | . | . | . | 0 | . | . | . | . | 0 | . | . | . | . | 0 | . | . | . | . | 0 | . | . | . | . | 0 | . | . | . | . | 0 | . | . | . | . | 0 | . | . | . | . | 0 | . | . | . | . | 0 | . | . | . | . | 0 | . | . | . | . | 0 | . | . | . | . | 0 | . | . | . | . | 0 | . | . | . | . | 0 | . | . | . | . | 0 | . | . | . | . | 0 | 0.286 | 0.82 | 0 | 0 | 1.106 | 36 | 3 | 0 | 0 | 39 | 0 | 0 | 0 | 0 | 0
2023 | IL | 9750 | Jo-Carroll Energy, Inc | MISO | AC | 7.514 | 0.509 | . | . | 8.023 | 755 | 33 | . | . | 788 | . | . | . | . | 0 | . | . | . | . | 0 | . | . | . | . | 0 | . | . | . | . | 0 | . | . | . | . | 0 | . | . | . | . | 0 | . | . | . | . | 0 | . | . | . | . | 0 | . | . | . | . | 0 | . | . | . | . | 0 | . | . | . | . | 0 | 0.017 | . | . | . | 0.017 | 7 | . | . | . | 7 | . | . | . | . | 0 | . | . | . | . | 0 | . | . | . | . | 0 | . | . | . | . | 0 | 7.531 | 0.509 | 0 | 0 | 8.04 | 762 | 33 | 0 | 0 | 795 | 0 | 0 | 0 | 0 | 0
2023 | IL | 12341 | MidAmerican Energy Co | MISO | AC | 3.399 | 5.213 | 2.18 | . | 10.792 | 403 | 87 | 4 | . | 494 | 715.92 | 1041.126 | 11.216 | . | 1768.262 | . | . | . | . | 0 | . | . | . | . | 0 | . | . | . | . | 0 | . | . | . | . | 0 | . | . | . | . | 0 | . | . | . | . | 0 | . | . | . | . | 0 | . | . | . | . | 0 | . | . | . | . | 0 | . | . | . | . | 0 | 0.002 | 0.62 | . | . | 0.622 | 1 | 2 | . | . | 3 | . | . | . | . | 0 | . | . | . | . | 0 | . | . | . | . | 0 | . | . | . | . | 0 | 3.401 | 5.833 | 2.18 | 0 | 11.414 | 404 | 89 | 4 | 0 | 497 | 715.92 | 1041.126 | 11.216 | 0 | 1768.262
2023 | IL | 12395 | Menard Electric Coop | MISO | DC | 2.132 | . | . | . | 2.132 | 221 | . | . | . | 221 | 1352.871 | . | . | . | 1352.871 | . | . | . | . | 0 | . | . | . | . | 0 | . | . | . | . | 0 | . | . | . | . | 0 | . | . | . | . | 0 | . | . | . | . | 0 | . | . | . | . | 0 | . | . | . | . | 0 | . | . | . | . | 0 | . | . | . | . | 0 | 0.012 | . | . | . | 0.012 | 2 | . | . | . | 2 | 6.2 | . | . | . | 6.2 | . | . | . | . | 0 | . | . | . | . | 0 | . | . | . | . | 0 | 2.144 | 0 | 0 | 0 | 2.144 | 223 | 0 | 0 | 0 | 223 | 1359.071 | 0 | 0 | 0 | 1359.071
2023 | IL | 13032 | Mt Carmel Public Utility Co | MISO | AC | 0.479 | 0.22 | . | . | 0.699 | 43 | 8 | . | . | 51 | 18.845 | 4.083 | . | . | 22.928 | . | . | . | . | 0 | . | . | . | . | 0 | . | . | . | . | 0 | . | . | . | . | 0 | . | . | . | . | 0 | . | . | . | . | 0 | . | . | . | . | 0 | . | . | . | . | 0 | . | . | . | . | 0 | . | . | . | . | 0 | . | . | . | . | 0 | . | . | . | . | 0 | . | . | . | . | 0 | . | . | . | . | 0 | . | . | . | . | 0 | . | . | . | . | 0 | 0.479 | 0.22 | 0 | 0 | 0.699 | 43 | 8 | 0 | 0 | 51 | 18.845 | 4.083 | 0 | 0 | 22.928
2023 | IL | 13208 | City of Naperville - (IL) | PJM | AC | 6.516 | 1.453 | 0 | 0 | 7.969 | 841 | 20 | 0 | 0 | 861 | . | . | . | . | 0 | . | . | . | . | 0 | . | . | . | . | 0 | . | . | . | . | 0 | . | . | . | . | 0 | . | . | . | . | 0 | . | . | . | . | 0 | . | . | . | . | 0 | . | . | . | . | 0 | . | . | . | . | 0 | . | . | . | . | 0 | . | . | . | . | 0 | . | . | . | . | 0 | . | . | . | . | 0 | . | . | . | . | 0 | . | . | . | . | 0 | . | . | . | . | 0 | 6.516 | 1.453 | 0 | 0 | 7.969 | 841 | 20 | 0 | 0 | 861 | 0 | 0 | 0 | 0 | 0
2023 | IL | 13292 | Norris Electric Coop | MISO | DC | 2.439 | 0.679 | . | . | 3.118 | 190 | 8 | . | . | 198 | . | . | . | . | 0 | . | . | . | . | 0 | . | . | . | . | 0 | . | . | . | . | 0 | . | . | . | . | 0 | . | . | . | . | 0 | . | . | . | . | 0 | . | . | . | . | 0 | . | . | . | . | 0 | . | . | . | . | 0 | . | . | . | . | 0 | 0.022 | . | . | . | 0.022 | 2 | . | . | . | 2 | . | . | . | . | 0 | . | . | . | . | 0 | . | . | . | . | 0 | . | . | . | . | 0 | 2.461 | 0.679 | 0 | 0 | 3.14 | 192 | 8 | 0 | 0 | 200 | 0 | 0 | 0 | 0 | 0
2023 | IL | 14840 | City of Peru - (IL) | MISO | AC | 0.048 | 0.321 | . | . | 0.369 | 8 | 3 | . | . | 11 | . | . | . | . | 0 | . | . | . | . | 0 | . | . | . | . | 0 | . | . | . | . | 0 | . | . | . | . | 0 | . | . | . | . | 0 | . | . | . | . | 0 | . | . | . | . | 0 | . | . | . | . | 0 | . | . | . | . | 0 | . | . | . | . | 0 | . | . | . | . | 0 | . | . | . | . | 0 | . | . | . | . | 0 | . | . | . | . | 0 | . | . | . | . | 0 | . | . | . | . | 0 | 0.048 | 0.321 | 0 | 0 | 0.369 | 8 | 3 | 0 | 0 | 11 | 0 | 0 | 0 | 0 | 0
2023 | IL | 16179 | Rochelle Municipal Utilities | PJM | AC | 0.175 | 0.695 | . | . | 0.87 | 18 | 9 | . | . | 27 | . | . | . | . | 0 | . | . | . | . | 0 | . | . | . | . | 0 | . | . | . | . | 0 | . | . | . | . | 0 | 0.066 | . | . | . | 0.066 | 5 | . | . | . | 5 | . | . | . | . | 0 | . | . | . | . | 0 | . | . | . | . | 0 | . | . | . | . | 0 | . | . | . | . | 0 | . | . | . | . | 0 | . | . | . | . | 0 | . | . | . | . | 0 | . | . | . | . | 0 | . | . | . | . | 0 | 0.175 | 0.695 | 0 | 0 | 0.87 | 18 | 9 | 0 | 0 | 27 | 0 | 0 | 0 | 0 | 0
2023 | IL | 16196 | Rock Energy Cooperative | MISO | AC | 0.474 | . | . | . | 0.474 | 59 | . | . | . | 59 | . | . | . | . | 0 | . | . | . | . | 0 | . | . | . | . | 0 | . | . | . | . | 0 | . | . | . | . | 0 | . | . | . | . | 0 | . | . | . | . | 0 | . | . | . | . | 0 | . | . | . | . | 0 | . | . | . | . | 0 | . | . | . | . | 0 | . | . | . | . | 0 | . | . | . | . | 0 | . | . | . | . | 0 | . | . | . | . | 0 | . | . | . | . | 0 | . | . | . | . | 0 | 0.474 | 0 | 0 | 0 | 0.474 | 59 | 0 | 0 | 0 | 59 | 0 | 0 | 0 | 0 | 0
2023 | IL | 16740 | Scenic Rivers Energy Coop | MISO | AC | 0.019 | . | . | . | 0.019 | 1 | . | . | . | 1 | 9.12 | . | . | . | 9.12 | . | . | . | . | 0 | . | . | . | . | 0 | . | . | . | . | 0 | . | . | . | . | 0 | . | . | . | . | 0 | . | . | . | . | 0 | . | . | . | . | 0 | . | . | . | . | 0 | . | . | . | . | 0 | . | . | . | . | 0 | . | . | . | . | 0 | . | . | . | . | 0 | . | . | . | . | 0 | . | . | . | . | 0 | . | . | . | . | 0 | . | . | . | . | 0 | 0.019 | 0 | 0 | 0 | 0.019 | 1 | 0 | 0 | 0 | 1 | 9.12 | 0 | 0 | 0 | 9.12
2023 | IL | 17040 | Shelby Electric Coop, Inc - (IL) | MISO | DC | 2.08 | . | . | . | 2.08 | 192 | . | . | . | 192 | 1214.5 | . | . | . | 1214.5 | . | . | . | . | 0 | . | . | . | . | 0 | . | . | . | . | 0 | . | . | . | . | 0 | . | . | . | . | 0 | . | . | . | . | 0 | . | . | . | . | 0 | . | . | . | . | 0 | . | . | . | . | 0 | . | . | . | . | 0 | 0.013 | . | . | . | 0.013 | 2 | . | . | . | 2 | . | . | . | . | 0 | . | . | . | . | 0 | . | . | . | . | 0 | . | . | . | . | 0 | 2.093 | 0 | 0 | 0 | 2.093 | 194 | 0 | 0 | 0 | 194 | 1214.5 | 0 | 0 | 0 | 1214.5
2023 | IL | 17585 | Southeastern IL Elec Coop, Inc | MISO | AC | 2.921 | 0.222 | . | . | 3.143 | 246 | 10 | . | . | 256 | . | . | . | . | 0 | . | . | . | . | 0 | . | . | . | . | 0 | . | . | . | . | 0 | . | . | . | . | 0 | . | . | . | . | 0 | . | . | . | . | 0 | . | . | . | . | 0 | . | . | . | . | 0 | . | . | . | . | 0 | . | . | . | . | 0 | . | . | . | . | 0 | . | . | . | . | 0 | . | . | . | . | 0 | . | . | . | . | 0 | . | . | . | . | 0 | . | . | . | . | 0 | 2.921 | 0.222 | 0 | 0 | 3.143 | 246 | 10 | 0 | 0 | 256 | 0 | 0 | 0 | 0 | 0
2023 | IL | 17828 | City of Springfield - (IL) | MISO | AC | 3.997 | 5.396 | . | . | 9.393 | 412 | 73 | . | . | 485 | . | . | . | . | 0 | . | . | . | . | 0 | . | . | . | . | 0 | . | . | . | . | 0 | . | . | . | . | 0 | . | . | . | . | 0 | . | . | . | . | 0 | . | . | . | . | 0 | . | . | . | . | 0 | . | . | . | . | 0 | . | . | . | . | 0 | . | . | . | . | 0 | . | . | . | . | 0 | . | . | . | . | 0 | . | . | . | . | 0 | . | . | . | . | 0 | . | . | . | . | 0 | 3.997 | 5.396 | 0 | 0 | 9.393 | 412 | 73 | 0 | 0 | 485 | 0 | 0 | 0 | 0 | 0
2023 | IL | 17860 | City of St Charles - (IL) | PJM | AC | 0.236 | 0.189 | 1.376 | 0 | 1.801 | 32 | 3 | 2 | 0 | 37 | 84.502 | 11.811 | 20.018 | 0 | 116.331 | 0 | 0 | 0 | 0 | 0 | 0 | 0 | 0 | 0 | 0 | 0 | 0 | 0 | 0 | 0 | 0 | 0 | 0 | 0 | 0 | 0.084 | 0 | 0 | 0 | 0.084 | 4 | 0 | 0 | 0 | 4 | 0 | 0 | 0 | 0 | 0 | 0 | 0 | 0 | 0 | 0 | 0 | 0 | 0 | 0 | 0 | 0 | 0 | 0 | 0 | 0 | 0 | 0 | 0 | 0 | 0 | 0 | 0 | 0 | 0 | 0 | 0 | 0 | 0 | 0 | 0 | 0 | 0 | 0 | 0 | 0 | 0 | 0 | 0 | 0 | 0 | 0 | 0 | 0 | 0 | 0 | 0.236 | 0.189 | 1.376 | 0 | 1.801 | 32 | 3 | 2 | 0 | 37 | 84.502 | 11.811 | 20.018 | 0 | 116.331
2023 | IL | 18955 | Tri-County Electric Coop, Inc (IL) | MISO | AC | 0.848 | . | . | . | 0.848 | 97 | . | . | . | 97 | . | . | . | . | 0 | . | . | . | . | 0 | . | . | . | . | 0 | . | . | . | . | 0 | . | . | . | . | 0 | . | . | . | . | 0 | . | . | . | . | 0 | 0.009 | . | . | . | 0.009 | . | . | . | . | 0 | . | . | . | . | 0 | . | . | . | . | 0 | . | . | . | . | 0 | . | . | . | . | 0 | . | . | . | . | 0 | . | . | . | . | 0 | . | . | . | . | 0 | . | . | . | . | 0 | 0.848 | 0 | 0 | 0 | 0.848 | 97 | 0 | 0 | 0 | 97 | 0 | 0 | 0 | 0 | 0
2023 | IL | 20222 | Wayne-White Counties Elec Coop | MISO | AC | 1.24 | . | . | . | 1.24 | 92 | . | . | . | 92 | 847.752 | . | . | . | 847.752 | . | . | . | . | 0 | . | . | . | . | 0 | . | . | . | . | 0 | . | . | . | . | 0 | . | . | . | . | 0 | . | . | . | . | 0 | . | . | . | . | 0 | . | . | . | . | 0 | . | . | . | . | 0 | . | . | . | . | 0 | . | . | . | . | 0 | . | . | . | . | 0 | . | . | . | . | 0 | . | . | . | . | 0 | . | . | . | . | 0 | . | . | . | . | 0 | 1.24 | 0 | 0 | 0 | 1.24 | 92 | 0 | 0 | 0 | 92 | 847.752 | 0 | 0 | 0 | 847.752
2023 | IL | 56697 | Ameren Illinois Company | MISO | DC | 175.148 | 148.926 | . | . | 324.074 | 17712 | 2036 | . | . | 19748 | . | . | . | . | 0 | . | . | . | . | 0 | . | . | . | . | 0 | 37.414 | 56.798 | . | . | 94.212 | 7240 | 1485 | . | . | 8725 | . | . | . | . | 0 | . | . | . | . | 0 | . | . | . | . | 0 | . | . | . | . | 0 | . | . | . | . | 0 | . | . | . | . | 0 | 0.353 | 0.126 | . | . | 0.479 | 73 | 20 | . | . | 93 | . | . | . | . | 0 | . | . | . | . | 0 | . | . | . | . | 0 | . | . | . | . | 0 | 212.915 | 205.85 | 0 | 0 | 418.765 | 25025 | 3541 | 0 | 0 | 28566 | 0 | 0 | 0 | 0 | 0
2023 | IL | 99999 | State Adjustment | MISO |  | -28.467 | -23.602 | 0.036 | . | -52.034 | . | . | . | . | . | . | . | . | . | . | . | . | . | . | . | . | . | . | . | . | . | . | . | . | . | . | . | . | . | . | . | . | . | . | . | . | . | . | . | . | . | . | . | . | . | . | . | . | . | . | . | . | . | . | . | . | . | . | . | . | . | . | . | . | . | . | . | . | . | . | . | . | . | . | . | . | . | . | . | . | . | . | . | . | . | . | . | . | . | . | -28.467 | -23.602 | 0.036 | . | -52.034 | . | . | . | . | . | . | . | . | . | .
2023 | IL | 99999 | State Adjustment | PJM |  | 0.031 | . | . | . | 0.031 | . | . | . | . | . | . | . | . | . | . | . | . | . | . | . | . | . | . | . | . | . | . | . | . | . | . | . | . | . | . | . | . | . | . | . | . | . | . | . | . | . | . | . | . | . | . | . | . | . | . | . | . | . | . | . | . | . | . | . | . | . | . | . | . | . | . | . | . | . | . | . | . | . | . | . | . | . | . | . | . | . | . | . | . | . | . | . | . | . | . | 0.031 | . | . | . | 0.031 | . | . | . | . | . | . | . | . | . | .
2023 | IN | 636 | City of Anderson - (IN) | PJM | AC | 0.167 | . | . | . | 0.167 | 24 | . | . | . | 24 | 66 | . | . | . | 66 | . | . | . | . | 0 | . | . | . | . | 0 | . | . | . | . | 0 | . | . | . | . | 0 | . | . | . | . | 0 | . | . | . | . | 0 | . | . | . | . | 0 | . | . | . | . | 0 | . | . | . | . | 0 | . | . | . | . | 0 | . | . | . | . | 0 | . | . | . | . | 0 | . | . | . | . | 0 | . | . | . | . | 0 | . | . | . | . | 0 | . | . | . | . | 0 | 0.167 | 0 | 0 | 0 | 0.167 | 24 | 0 | 0 | 0 | 24 | 66 | 0 | 0 | 0 | 66
2023 | IN | 1283 | Bartholomew County Rural E M C | MISO | AC | 0.477 | . | . | . | 0.477 | 50 | . | . | . | 50 | . | . | . | . | 0 | . | . | . | . | 0 | . | . | . | . | 0 | . | . | . | . | 0 | . | . | . | . | 0 | 0.104 | . | . | . | 0.104 | 20 | . | . | . | 20 | . | . | . | . | 0 | . | . | . | . | 0 | . | . | . | . | 0 | . | . | . | . | 0 | 0.002 | . | . | . | 0.002 | 2 | . | . | . | 2 | . | . | . | . | 0 | . | . | . | . | 0 | . | . | . | . | 0 | . | . | . | . | 0 | 0.479 | 0 | 0 | 0 | 0.479 | 52 | 0 | 0 | 0 | 52 | 0 | 0 | 0 | 0 | 0
2023 | IN | 4508 | Crawfordsville Elec, Lgt & Pwr | MISO | AC | 0.086 | . | . | . | 0.086 | 11 | . | . | . | 11 | . | . | . | . | 0 | . | . | . | . | 0 | . | . | . | . | 0 | . | . | . | . | 0 | . | . | . | . | 0 | . | . | . | . | 0 | . | . | . | . | 0 | . | . | . | . | 0 | . | . | . | . | 0 | . | . | . | . | 0 | . | . | . | . | 0 | . | . | . | . | 0 | . | . | . | . | 0 | . | . | . | . | 0 | . | . | . | . | 0 | . | . | . | . | 0 | . | . | . | . | 0 | 0.086 | 0 | 0 | 0 | 0.086 | 11 | 0 | 0 | 0 | 11 | 0 | 0 | 0 | 0 | 0
2023 | IN | 4848 | Daviess Martin County R E M C | MISO | AC | 0.301 | 0.02 | 0 | 0 | 0.321 | 35 | 4 | 0 | 0 | 39 | 15.613 | 1.753 | 0 | 0 | 17.366 | 0 | 0 | 0 | 0 | 0 | 0 | 0 | 0 | 0 | 0 | 0 | 0 | 0 | 0 | 0 | 0 | 0 | 0 | 0 | 0 | 0 | 0 | 0 | 0 | 0 | 0 | 0 | 0 | 0 | 0 | 0 | 0 | 0 | 0 | 0 | 0 | 0 | 0 | 0 | 0 | 0 | 0 | 0 | 0 | 0 | 0 | 0 | 0 | 0 | 0 | 0.05 | . | . | . | 0.05 | 1 | . | . | . | 1 | . | . | . | . | 0 | 0 | 0 | 0 | 0 | 0 | 0 | 0 | 0 | 0 | 0 | 0 | 0 | 0 | 0 | 0 | 0.351 | 0.02 | 0 | 0 | 0.371 | 36 | 4 | 0 | 0 | 40 | 15.613 | 1.753 | 0 | 0 | 17.366
2023 | IN | 4960 | Decatur County Rural E M C | MISO | AC | 1.104 | 0.011 | . | . | 1.115 | 99 | 1 | . | . | 100 | 948.631 | 1.44 | . | . | 950.071 | . | . | . | . | 0 | . | . | . | . | 0 | . | . | . | . | 0 | . | . | . | . | 0 | . | . | . | . | 0 | . | . | . | . | 0 | . | . | . | . | 0 | . | . | . | . | 0 | . | . | . | . | 0 | . | . | . | . | 0 | 0.002 | . | . | . | 0.002 | 1 | . | . | . | 1 | 0 | . | . | . | 0 | . | . | . | . | 0 | . | . | . | . | 0 | . | . | . | . | 0 | 1.106 | 0.011 | 0 | 0 | 1.117 | 100 | 1 | 0 | 0 | 101 | 948.631 | 1.44 | 0 | 0 | 950.071
2023 | IN | 5394 | Dubois Rural Electric Coop Inc | MISO | AC | 0.244 | 0.159 | . | . | 0.403 | 35 | 4 | . | . | 39 | 111.7 | 71.4 | . | . | 183.1 | . | . | . | . | 0 | . | . | . | . | 0 | . | . | . | . | 0 | . | . | . | . | 0 | . | . | . | . | 0 | . | . | . | . | 0 | . | . | . | . | 0 | . | . | . | . | 0 | . | . | . | . | 0 | . | . | . | . | 0 | . | . | . | . | 0 | . | . | . | . | 0 | . | . | . | . | 0 | . | . | . | . | 0 | . | . | . | . | 0 | . | . | . | . | 0 | 0.244 | 0.159 | 0 | 0 | 0.403 | 35 | 4 | 0 | 0 | 39 | 111.7 | 71.4 | 0 | 0 | 183.1
2023 | IN | 8000 | NineStar Connect | MISO | AC | . | . | . | . | 0 | . | . | . | . | 0 | . | . | . | . | 0 | . | . | . | . | 0 | . | . | . | . | 0 | 0.36 | . | . | . | 0.36 | 12 | . | . | . | 12 | . | . | . | . | 0 | . | . | . | . | 0 | . | . | . | . | 0 | . | . | . | . | 0 | . | . | . | . | 0 | . | . | . | . | 0 | . | . | . | . | 0 | . | . | . | . | 0 | . | . | . | . | 0 | . | . | . | . | 0 | . | . | . | . | 0 | . | . | . | . | 0 | 0.36 | 0 | 0 | 0 | 0.36 | 12 | 0 | 0 | 0 | 12 | 0 | 0 | 0 | 0 | 0
2023 | IN | 8179 | Harrison County Rural E M C | MISO | AC | 0.692 | 0.225 | . | . | 0.917 | 82 | 7 | . | . | 89 | 346.279 | 30.383 | . | . | 376.662 | . | . | . | . | 0 | . | . | . | . | 0 | . | . | . | . | 0 | . | . | . | . | 0 | 0.152 | . | . | . | 0.152 | 26 | . | . | . | 26 | . | . | . | . | 0 | . | . | . | . | 0 | . | . | . | . | 0 | . | . | . | . | 0 | . | . | . | . | 0 | . | . | . | . | 0 | . | . | . | . | 0 | . | . | . | . | 0 | . | . | . | . | 0 | . | . | . | . | 0 | 0.692 | 0.225 | 0 | 0 | 0.917 | 82 | 7 | 0 | 0 | 89 | 346.279 | 30.383 | 0 | 0 | 376.662
2023 | IN | 8447 | Hendricks County Rural E M C | MISO | AC | 0.85 | 0.2 | . | . | 1.05 | 78 | 2 | . | . | 80 | . | . | . | . | 0 | . | . | . | . | 0 | . | . | . | . | 0 | . | . | . | . | 0 | . | . | . | . | 0 | . | . | . | . | 0 | . | . | . | . | 0 | . | . | . | . | 0 | . | . | . | . | 0 | . | . | . | . | 0 | . | . | . | . | 0 | 0.003 | . | . | . | 0.003 | 1 | . | . | . | 1 | . | . | . | . | 0 | . | . | . | . | 0 | . | . | . | . | 0 | . | . | . | . | 0 | 0.853 | 0.2 | 0 | 0 | 1.053 | 79 | 2 | 0 | 0 | 81 | 0 | 0 | 0 | 0 | 0
2023 | IN | 9273 | AES Indiana | MISO | AC | 7.429 | 5.219 | . | . | 12.648 | 1020 | 89 | . | . | 1109 | . | . | . | . | 0 | . | . | . | . | 0 | . | . | . | . | 0 | . | . | . | . | 0 | . | . | . | . | 0 | . | . | . | . | 0 | . | . | . | . | 0 | . | . | . | . | 0 | . | . | . | . | 0 | . | . | . | . | 0 | . | . | . | . | 0 | . | 0.05 | . | . | 0.05 | . | 1 | . | . | 1 | . | . | . | . | 0 | . | . | . | . | 0 | . | . | . | . | 0 | . | . | . | . | 0 | 7.429 | 5.269 | 0 | 0 | 12.698 | 1020 | 90 | 0 | 0 | 1110 | 0 | 0 | 0 | 0 | 0
2023 | IN | 9324 | Indiana Michigan Power Co | PJM | AC | 13.057 | 16.274 | 5.096 | 0 | 34.427 | 1458 | 214 | 21 | 0 | 1693 | 8992.282 | 8452.15 | 2155.183 | 0 | 19599.615 | 0 | 0 | 0 | 0 | 0 | 0 | 0 | 0 | 0 | 0 | 0 | 0 | 0 | 0 | 0 | 0 | 0 | 0 | 0 | 0 | 1.48 | 0 | 0.05 | 0 | 1.53 | 311 | 0 | 1 | 0 | 312 | 3.629 | 0 | 0.038 | 0 | 3.667 | 0 | 0 | 0 | 0 | 0 | 0 | 0 | 0 | 0 | 0 | 0 | 0 | 0 | 0 | 0 | 0.095 | 0.025 | 0.01 | 0 | 0.13 | 23 | 6 | 1 | 0 | 30 | 8.882 | 0 | 0 | 0 | 8.882 | 0 | 0.24 | 0 | 0 | 0.24 | 0 | 1 | 0 | 0 | 1 | 0 | 0 | 0 | 0 | 0 | 13.152 | 16.539 | 5.106 | 0 | 34.797 | 1481 | 221 | 22 | 0 | 1724 | 9001.164 | 8452.15 | 2155.183 | 0 | 19608.497
2023 | IN | 9576 | Jackson County Rural E M C - (IN) | MISO | AC | 0.89 | . | . | . | 0.89 | 90 | . | . | . | 90 | 379 | . | . | . | 379 | . | . | . | . | 0 | . | . | . | . | 0 | . | . | . | . | 0 | . | . | . | . | 0 | . | . | . | . | 0 | . | . | . | . | 0 | . | . | . | . | 0 | . | . | . | . | 0 | . | . | . | . | 0 | . | . | . | . | 0 | 0.005 | . | . | . | 0.005 | 2 | . | . | . | 2 | 0.149 | . | . | . | 0.149 | 0.002 | . | . | . | 0.002 | 2 | . | . | . | 2 | 0 | . | . | . | 0 | 0.897 | 0 | 0 | 0 | 0.897 | 94 | 0 | 0 | 0 | 94 | 379.149 | 0 | 0 | 0 | 379.149
2023 | IN | 9665 | Jasper County Rural E M C | MISO | AC | 0.254 | . | . | . | 0.254 | 22 | . | . | . | 22 | 45.739 | . | . | . | 45.739 | . | . | . | . | 0 | . | . | . | . | 0 | . | . | . | . | 0 | . | . | . | . | 0 | . | . | . | . | 0 | . | . | . | . | 0 | . | . | . | . | 0 | . | . | . | . | 0 | . | . | . | . | 0 | . | . | . | . | 0 | . | . | . | . | 0 | . | . | . | . | 0 | . | . | . | . | 0 | . | . | . | . | 0 | . | . | . | . | 0 | . | . | . | . | 0 | 0.254 | 0 | 0 | 0 | 0.254 | 22 | 0 | 0 | 0 | 22 | 45.739 | 0 | 0 | 0 | 45.739
2023 | IN | 9667 | City of Jasper - (IN) | MISO | AC | 0.013 | 0.01 | . | . | 0.023 | 3 | 1 | . | . | 4 | . | . | . | . | 0 | . | . | . | . | 0 | . | . | . | . | 0 | . | . | . | . | 0 | . | . | . | . | 0 | . | . | . | . | 0 | . | . | . | . | 0 | . | . | . | . | 0 | . | . | . | . | 0 | . | . | . | . | 0 | . | . | . | . | 0 | . | . | . | . | 0 | . | . | . | . | 0 | . | . | . | . | 0 | . | . | . | . | 0 | . | . | . | . | 0 | . | . | . | . | 0 | 0.013 | 0.01 | 0 | 0 | 0.023 | 3 | 1 | 0 | 0 | 4 | 0 | 0 | 0 | 0 | 0
2023 | IN | 9778 | Johnson County Rural E M C | MISO | AC | 0.519 | 0.243 | . | . | 0.762 | 60 | 3 | . | . | 63 | 0.272 | 0.028 | . | . | 0.3 | . | . | . | . | 0 | . | . | . | . | 0 | . | . | . | . | 0 | . | . | . | . | 0 | . | . | . | . | 0 | . | . | . | . | 0 | . | . | . | . | 0 | . | . | . | . | 0 | . | . | . | . | 0 | . | . | . | . | 0 | 0.005 | . | . | . | 0.005 | 2 | . | . | . | 2 | 0.002 | . | . | . | 0.002 | . | . | . | . | 0 | . | . | . | . | 0 | . | . | . | . | 0 | 0.524 | 0.243 | 0 | 0 | 0.767 | 62 | 3 | 0 | 0 | 65 | 0.274 | 0.028 | 0 | 0 | 0.302
2023 | IN | 10448 | Kosciusko County Rural E M C | MISO | AC | 0.706 | . | 0.031 | . | 0.737 | 76 | . | 1 | . | 77 | . | . | 0 | . | 0 | . | . | . | . | 0 | . | . | . | . | 0 | . | . | . | . | 0 | . | . | . | . | 0 | . | . | . | . | 0 | . | . | . | . | 0 | . | . | . | . | 0 | . | . | . | . | 0 | . | . | . | . | 0 | . | . | . | . | 0 | 0.005 | . | 0 | . | 0.005 | 2 | . | 0 | . | 2 | 5.729 | . | 0 | . | 5.729 | . | . | . | . | 0 | 0 | . | . | . | 0 | 0 | . | . | . | 0 | 0.711 | 0 | 0.031 | 0 | 0.742 | 78 | 0 | 1 | 0 | 79 | 5.729 | 0 | 0 | 0 | 5.729
2023 | IN | 12377 | Midwest Energy Cooperative - (MI) | PJM | AC | 0.035 | . | . | . | 0.035 | 3 | . | . | . | 3 | 47.996 | . | . | . | 47.996 | . | . | . | . | 0 | . | . | . | . | 0 | . | . | . | . | 0 | . | . | . | . | 0 | . | . | . | . | 0 | . | . | . | . | 0 | . | . | . | . | 0 | . | . | . | . | 0 | . | . | . | . | 0 | . | . | . | . | 0 | . | . | . | . | 0 | . | . | . | . | 0 | . | . | . | . | 0 | . | . | . | . | 0 | . | . | . | . | 0 | . | . | . | . | 0 | 0.035 | 0 | 0 | 0 | 0.035 | 3 | 0 | 0 | 0 | 3 | 47.996 | 0 | 0 | 0 | 47.996
2023 | IN | 12929 | South Central Indiana REMC | MISO | AC | 3 | 0.265 | . | . | 3.265 | 269 | 14 | . | . | 283 | 1184.2 | . | . | . | 1184.2 | . | . | . | . | 0 | . | . | . | . | 0 | . | . | . | . | 0 | . | . | . | . | 0 | 0.779 | . | . | . | 0.779 | 106 | . | . | . | 106 | 1.221 | . | . | . | 1.221 | . | . | . | . | 0 | . | . | . | . | 0 | . | . | . | . | 0 | . | . | . | . | 0 | . | . | . | . | 0 | . | . | . | . | 0 | . | . | . | . | 0 | . | . | . | . | 0 | . | . | . | . | 0 | 3 | 0.265 | 0 | 0 | 3.265 | 269 | 14 | 0 | 0 | 283 | 1184.2 | 0 | 0 | 0 | 1184.2
2023 | IN | 13647 | Noble County R E M C | PJM | AC | 0.851 | 0.034 | . | . | 0.885 | 68 | 2 | . | . | 70 | 0.654 | 0.014 | . | . | 0.668 | . | . | . | . | 0 | . | . | . | . | 0 | . | . | . | . | 0 | . | . | . | . | 0 | . | . | . | . | 0 | . | . | . | . | 0 | . | . | . | . | 0 | . | . | . | . | 0 | . | . | . | . | 0 | . | . | . | . | 0 | 0.002 | . | . | . | 0.002 | 1 | . | . | . | 1 | . | . | . | . | 0 | . | . | . | . | 0 | . | . | . | . | 0 | . | . | . | . | 0 | 0.853 | 0.034 | 0 | 0 | 0.887 | 69 | 2 | 0 | 0 | 71 | 0.654 | 0.014 | 0 | 0 | 0.668
2023 | IN | 13756 | Northern Indiana Pub Serv Co | MISO | AC | 12.5 | 43.056 | . | . | 55.556 | 1351 | 174 | . | . | 1525 | 10778.383 | 33696.412 | . | . | 44474.795 | . | . | . | . | 0 | . | . | . | . | 0 | . | . | . | . | 0 | . | . | . | . | 0 | . | . | . | . | 0 | . | . | . | . | 0 | . | . | . | . | 0 | . | . | . | . | 0 | . | . | . | . | 0 | . | . | . | . | 0 | 0.095 | 1.82 | . | . | 1.915 | 21 | 6 | . | . | 27 | 5.856 | 665.433 | . | . | 671.289 | . | . | . | . | 0 | . | . | . | . | 0 | . | . | . | . | 0 | 12.595 | 44.876 | 0 | 0 | 57.471 | 1372 | 180 | 0 | 0 | 1552 | 10784.239 | 34361.845 | 0 | 0 | 45146.084
2023 | IN | 14839 | City of Peru - (IN) | MISO | DC | 0.096 | 0.056 | . | . | 0.152 | 15 | 2 | . | . | 17 | . | . | . | . | 0 | . | . | . | . | 0 | . | . | . | . | 0 | . | . | . | . | 0 | . | . | . | . | 0 | . | . | . | . | 0 | . | . | . | . | 0 | . | . | . | . | 0 | . | . | . | . | 0 | . | . | . | . | 0 | . | . | . | . | 0 | . | . | . | . | 0 | . | . | . | . | 0 | . | . | . | . | 0 | . | . | . | . | 0 | . | . | . | . | 0 | . | . | . | . | 0 | 0.096 | 0.056 | 0 | 0 | 0.152 | 15 | 2 | 0 | 0 | 17 | 0 | 0 | 0 | 0 | 0
2023 | IN | 15470 | Duke Energy Indiana, LLC | MISO | AC | 29.928 | 46.966 | 3.366 | 0 | 80.26 | 3734 | 431 | 7 | 0 | 4172 | . | . | . | . | 0 | . | . | . | . | 0 | . | . | . | . | 0 | . | . | . | . | 0 | . | . | . | . | 0 | . | . | . | . | 0 | . | . | . | . | 0 | . | . | . | . | 0 | . | . | . | . | 0 | . | . | . | . | 0 | . | . | . | . | 0 | 0.061 | 2.13 | 0 | 0 | 2.191 | 22 | 10 | 0 | 0 | 32 | . | . | . | . | 0 | . | . | . | . | 0 | . | . | . | . | 0 | . | . | . | . | 0 | 29.989 | 49.096 | 3.366 | 0 | 82.451 | 3756 | 441 | 7 | 0 | 4204 | 0 | 0 | 0 | 0 | 0
2023 | IN | 15989 | City of Richmond - (IN) | PJM | AC | 0.096 | . | . | . | 0.096 | 13 | . | . | . | 13 | . | . | . | . | 0 | . | . | . | . | 0 | . | . | . | . | 0 | . | . | . | . | 0 | . | . | . | . | 0 | . | . | . | . | 0 | . | . | . | . | 0 | . | . | . | . | 0 | . | . | . | . | 0 | . | . | . | . | 0 | . | . | . | . | 0 | . | . | . | . | 0 | . | . | . | . | 0 | . | . | . | . | 0 | . | . | . | . | 0 | . | . | . | . | 0 | . | . | . | . | 0 | 0.096 | 0 | 0 | 0 | 0.096 | 13 | 0 | 0 | 0 | 13 | 0 | 0 | 0 | 0 | 0
2023 | IN | 17038 | RushShelby Energy | MISO | AC | 0.96 | 0.082 | . | . | 1.042 | 82 | 2 | . | . | 84 | . | . | . | . | 0 | . | . | . | . | 0 | . | . | . | . | 0 | . | . | . | . | 0 | . | . | . | . | 0 | . | . | . | . | 0 | . | . | . | . | 0 | . | . | . | . | 0 | . | . | . | . | 0 | . | . | . | . | 0 | . | . | . | . | 0 | . | . | . | . | 0 | . | . | . | . | 0 | . | . | . | . | 0 | . | . | . | . | 0 | . | . | . | . | 0 | . | . | . | . | 0 | 0.96 | 0.082 | 0 | 0 | 1.042 | 82 | 2 | 0 | 0 | 84 | 0 | 0 | 0 | 0 | 0
2023 | IN | 17599 | Southeastern Indiana R E M C | MISO | AC | 1.254 | . | . | . | 1.254 | 149 | . | . | . | 149 | . | . | . | . | 0 | . | . | . | . | 0 | . | . | . | . | 0 | . | . | . | . | 0 | . | . | . | . | 0 | . | . | . | . | 0 | . | . | . | . | 0 | . | . | . | . | 0 | . | . | . | . | 0 | . | . | . | . | 0 | . | . | . | . | 0 | 0.002 | . | . | . | 0.002 | 1 | . | . | . | 1 | . | . | . | . | 0 | . | . | . | . | 0 | . | . | . | . | 0 | . | . | . | . | 0 | 1.256 | 0 | 0 | 0 | 1.256 | 150 | 0 | 0 | 0 | 150 | 0 | 0 | 0 | 0 | 0
2023 | IN | 17633 | Southern Indiana Gas & Elec Co | MISO | AC | 8.921 | 11.101 | . | . | 20.022 | 839 | 126 | . | . | 965 | 0 | 0 | . | . | 0 | . | . | . | . | 0 | . | . | . | . | 0 | . | . | . | . | 0 | . | . | . | . | 0 | . | . | . | . | 0 | . | . | . | . | 0 | . | . | . | . | 0 | . | . | . | . | 0 | . | . | . | . | 0 | . | . | . | . | 0 | 0.002 | 0.002 | . | . | 0.004 | 1 | 1 | . | . | 2 | 0 | 0 | . | . | 0 | . | . | . | . | 0 | . | . | . | . | 0 | . | . | . | . | 0 | 8.923 | 11.103 | 0 | 0 | 20.026 | 840 | 127 | 0 | 0 | 967 | 0 | 0 | 0 | 0 | 0
2023 | IN | 18940 | Tipmont Rural Elec Member Corp | MISO | AC | 1.066 | . | . | . | 1.066 | 99 | . | . | . | 99 | . | . | . | . | 0 | . | . | . | . | 0 | . | . | . | . | 0 | . | . | . | . | 0 | . | . | . | . | 0 | . | . | . | . | 0 | . | . | . | . | 0 | . | . | . | . | 0 | . | . | . | . | 0 | . | . | . | . | 0 | . | . | . | . | 0 | . | . | . | . | 0 | . | . | . | . | 0 | . | . | . | . | 0 | . | . | . | . | 0 | . | . | . | . | 0 | . | . | . | . | 0 | 1.066 | 0 | 0 | 0 | 1.066 | 99 | 0 | 0 | 0 | 99 | 0 | 0 | 0 | 0 | 0
2023 | IN | 19445 | Southern Indiana R E C, Inc | MISO | AC | 0.498 | . | . | . | 0.498 | 47 | . | . | . | 47 | . | . | . | . | 0 | . | . | . | . | 0 | . | . | . | . | 0 | . | . | . | . | 0 | . | . | . | . | 0 | . | . | . | . | 0 | . | . | . | . | 0 | . | . | . | . | 0 | . | . | . | . | 0 | . | . | . | . | 0 | . | . | . | . | 0 | . | . | . | . | 0 | . | . | . | . | 0 | . | . | . | . | 0 | . | . | . | . | 0 | . | . | . | . | 0 | . | . | . | . | 0 | 0.498 | 0 | 0 | 0 | 0.498 | 47 | 0 | 0 | 0 | 47 | 0 | 0 | 0 | 0 | 0
2023 | IN | 19667 | Utilities Dist-Western IN REMC | MISO | AC | 1.094 | 0.071 | 0 | 0 | 1.165 | 132 | 4 | 0 | 0 | 136 | 673.603 | 22.127 | 0 | 0 | 695.73 | 0 | 0 | 0 | 0 | 0 | 0 | 0 | 0 | 0 | 0 | 0 | 0 | 0 | 0 | 0 | 0 | 0 | 0 | 0 | 0 | 0.273 | 0 | 0 | 0 | 0.273 | 45 | 0 | 0 | 0 | 45 | 0.824 | 0 | 0 | 0 | 0.824 | 0 | 0 | 0 | 0 | 0 | 0 | 0 | 0 | 0 | 0 | 0 | 0 | 0 | 0 | 0 | 0.002 | 0 | 0 | 0 | 0.002 | 1 | 0 | 0 | 0 | 1 | 0 | 0 | 0 | 0 | 0 | 0 | 0 | 0 | 0 | 0 | 0 | 0 | 0 | 0 | 0 | 0 | 0 | 0 | 0 | 0 | 1.096 | 0.071 | 0 | 0 | 1.167 | 133 | 4 | 0 | 0 | 137 | 673.603 | 22.127 | 0 | 0 | 695.73
2023 | IN | 20216 | Whitewater Valley Rural EMC | MISO | AC | 0.594 | . | . | . | 0.594 | 62 | . | . | . | 62 | . | . | . | . | 0 | . | . | . | . | 0 | . | . | . | . | 0 | . | . | . | . | 0 | . | . | . | . | 0 | . | . | . | . | 0 | . | . | . | . | 0 | . | . | . | . | 0 | . | . | . | . | 0 | . | . | . | . | 0 | . | . | . | . | 0 | . | . | . | . | 0 | . | . | . | . | 0 | . | . | . | . | 0 | . | . | . | . | 0 | . | . | . | . | 0 | . | . | . | . | 0 | 0.594 | 0 | 0 | 0 | 0.594 | 62 | 0 | 0 | 0 | 62 | 0 | 0 | 0 | 0 | 0
2023 | IN | 20603 | Northeastern Rural E M C | PJM | AC | 0.62 | 0.15 | 1.7 | . | 2.47 | 48 | 4 | 2 | . | 54 | . | . | . | . | 0 | . | . | . | . | 0 | . | . | . | . | 0 | . | . | . | . | 0 | . | . | . | . | 0 | . | . | . | . | 0 | . | . | . | . | 0 | . | . | . | . | 0 | . | . | . | . | 0 | . | . | . | . | 0 | . | . | . | . | 0 | . | . | . | . | 0 | . | . | . | . | 0 | . | . | . | . | 0 | . | . | . | . | 0 | . | . | . | . | 0 | . | . | . | . | 0 | 0.62 | 0.15 | 1.7 | 0 | 2.47 | 48 | 4 | 2 | 0 | 54 | 0 | 0 | 0 | 0 | 0
2023 | IN | 22822 | Clark County Rural E M C - (IN) | MISO | AC | 0.738 | . | . | . | 0.738 | 87 | . | . | . | 87 | 392.107 | . | . | . | 392.107 | . | . | . | . | 0 | . | . | . | . | 0 | . | . | . | . | 0 | . | . | . | . | 0 | . | . | . | . | 0 | . | . | . | . | 0 | . | . | . | . | 0 | . | . | . | . | 0 | . | . | . | . | 0 | . | . | . | . | 0 | 0.01 | . | . | . | 0.01 | 1 | . | . | . | 1 | 2.707 | . | . | . | 2.707 | . | . | . | . | 0 | . | . | . | . | 0 | . | . | . | . | 0 | 0.748 | 0 | 0 | 0 | 0.748 | 88 | 0 | 0 | 0 | 88 | 394.814 | 0 | 0 | 0 | 394.814
2023 | IN | 24753 | Boone County Rural EMC | MISO | DC | 1.265 | . | . | . | 1.265 | 116 | . | . | . | 116 | 779.922 | . | . | . | 779.922 | . | . | . | . | 0 | . | . | . | . | 0 | . | . | . | . | 0 | . | . | . | . | 0 | . | . | . | . | 0 | . | . | . | . | 0 | . | . | . | . | 0 | . | . | . | . | 0 | . | . | . | . | 0 | . | . | . | . | 0 | . | . | . | . | 0 | . | . | . | . | 0 | . | . | . | . | 0 | . | . | . | . | 0 | . | . | . | . | 0 | . | . | . | . | 0 | 1.265 | 0 | 0 | 0 | 1.265 | 116 | 0 | 0 | 0 | 116 | 779.922 | 0 | 0 | 0 | 779.922
2023 | IN | 25295 | Western Indiana Energy REMC | MISO | AC | 0.552 | 0.024 | . | . | 0.576 | 58 | 2 | . | . | 60 | 238.185 | 17.058 | . | . | 255.243 | . | . | . | . | 0 | . | . | . | . | 0 | . | . | . | . | 0 | . | . | . | . | 0 | . | . | . | . | 0 | . | . | . | . | 0 | . | . | . | . | 0 | . | . | . | . | 0 | . | . | . | . | 0 | . | . | . | . | 0 | . | 0.015 | . | . | 0.015 | . | 1 | . | . | 1 | . | 0 | . | . | 0 | . | . | . | . | 0 | . | . | . | . | 0 | . | . | . | . | 0 | 0.552 | 0.039 | 0 | 0 | 0.591 | 58 | 3 | 0 | 0 | 61 | 238.185 | 17.058 | 0 | 0 | 255.243
2023 | IN | 27599 | Carroll-White REMC | MISO | AC | 0.704 | . | . | . | 0.704 | 73 | . | . | . | 73 | 409.671 | . | . | . | 409.671 | . | . | . | . | 0 | . | . | . | . | 0 | . | . | . | . | 0 | . | . | . | . | 0 | . | . | . | . | 0 | . | . | . | . | 0 | . | . | . | . | 0 | . | . | . | . | 0 | . | . | . | . | 0 | . | . | . | . | 0 | 0.001 | . | . | . | 0.001 | 1 | . | . | . | 1 | . | . | . | . | 0 | . | . | . | . | 0 | . | . | . | . | 0 | . | . | . | . | 0 | 0.705 | 0 | 0 | 0 | 0.705 | 74 | 0 | 0 | 0 | 74 | 409.671 | 0 | 0 | 0 | 409.671
2023 | IN | 99999 | State Adjustment | MISO |  | 0.508 | 0.155 | 0 | . | 0.663 | . | . | . | . | . | . | . | . | . | . | . | . | . | . | . | . | . | . | . | . | . | . | . | . | . | . | . | . | . | . | . | . | . | . | . | . | . | . | . | . | . | . | . | . | . | . | . | . | . | . | . | . | . | . | . | . | . | . | . | . | . | . | . | . | . | . | . | . | . | . | . | . | . | . | . | . | . | . | . | . | . | . | . | . | . | . | . | . | . | . | 0.508 | 0.155 | 0 | . | 0.663 | . | . | . | . | . | . | . | . | . | .
2023 | IN | 99999 | State Adjustment | PJM |  | 0.004 | 0.012 | . | . | 0.016 | . | . | . | . | . | . | . | . | . | . | . | . | . | . | . | . | . | . | . | . | . | . | . | . | . | . | . | . | . | . | . | . | . | . | . | . | . | . | . | . | . | . | . | . | . | . | . | . | . | . | . | . | . | . | . | . | . | . | . | . | . | . | . | . | . | . | . | . | . | . | . | . | . | . | . | . | . | . | . | . | . | . | . | . | . | . | . | . | . | . | 0.004 | 0.012 | . | . | 0.016 | . | . | . | . | . | . | . | . | . | .
2023 | KS | 5860 | Empire District Electric Co | SWPP | DC | 0.788 | 0.419 | . | . | 1.207 | 79 | 18 | . | . | 97 | . | . | . | . | 0 | . | . | . | . | 0 | . | . | . | . | 0 | . | . | . | . | 0 | . | . | . | . | 0 | . | . | . | . | 0 | . | . | . | . | 0 | . | . | . | . | 0 | . | . | . | . | 0 | . | . | . | . | 0 | . | . | . | . | 0 | . | . | . | . | 0 | . | . | . | . | 0 | . | . | . | . | 0 | . | . | . | . | 0 | . | . | . | . | 0 | . | . | . | . | 0 | 0.788 | 0.419 | 0 | 0 | 1.207 | 79 | 18 | 0 | 0 | 97 | 0 | 0 | 0 | 0 | 0
2023 | KS | 9996 | City of Kansas City - (KS) | SWPP | AC | 1.807 | 1.062 | 0 | 0 | 2.869 | 272 | 20 | 0 | 0 | 292 | 1045.214 | 211.672 | 0 | 0 | 1256.886 | . | . | . | . | 0 | . | . | . | . | 0 | 0.023 | 0.402 | 0 | 0 | 0.425 | 23 | 3 | 0 | 0 | 26 | . | . | . | . | 0 | . | . | . | . | 0 | . | . | . | . | 0 | . | . | . | . | 0 | . | . | . | . | 0 | . | . | . | . | 0 | . | . | . | . | 0 | . | . | . | . | 0 | . | . | . | . | 0 | . | . | . | . | 0 | . | . | . | . | 0 | . | . | . | . | 0 | 1.83 | 1.464 | 0 | 0 | 3.294 | 295 | 23 | 0 | 0 | 318 | 1045.214 | 211.672 | 0 | 0 | 1256.886
2023 | KS | 10000 | Evergy Metro | SWPP | DC | 11.682 | 3.78 | 0.339 | . | 15.801 | 1319 | 93 | 5 | . | 1417 | 6885.484 | 1244.665 | 164.03 | . | 8294.179 | 1.95 | 0.007 | . | . | 1.957 | 506 | 1 | . | . | 507 | . | . | . | . | 0 | . | . | . | . | 0 | . | . | . | . | 0 | . | . | . | . | 0 | . | . | . | . | 0 | . | . | . | . | 0 | . | . | . | . | 0 | . | . | . | . | 0 | 0.01 | 0.022 | . | . | 0.032 | 3 | 3 | . | . | 6 | 5.898 | 15.244 | . | . | 21.142 | . | . | . | . | 0 | . | . | . | . | 0 | . | . | . | . | 0 | 13.642 | 3.809 | 0.339 | 0 | 17.79 | 1828 | 97 | 5 | 0 | 1930 | 6891.382 | 1259.909 | 164.03 | 0 | 8315.321
2023 | KS | 10005 | Evergy Kansas South, Inc | SWPP | AC | 17.597 | 4.02 | 0.142 | . | 21.759 | 2226 | 81 | 5 | . | 2312 | 10691.262 | 1221.851 | 27 | . | 11940.113 | . | . | . | . | 0 | . | . | . | . | 0 | 0.346 | 0.198 | . | . | 0.544 | 200 | 8 | . | . | 208 | . | . | . | . | 0 | . | . | . | . | 0 | . | . | . | . | 0 | . | . | . | . | 0 | . | . | . | . | 0 | . | . | . | . | 0 | 0.032 | 0.002 | . | . | 0.034 | 9 | 1 | . | . | 10 | 17.099 | 0 | . | . | 17.099 | 0.014 | . | . | . | 0.014 | 2 | . | . | . | 2 | 13.215 | . | . | . | 13.215 | 17.989 | 4.22 | 0.142 | 0 | 22.351 | 2437 | 90 | 5 | 0 | 2532 | 10721.576 | 1221.851 | 27 | 0 | 11970.427
2023 | KS | 10019 | FreeState Electric Coop | SWPP | DC | 3.799 | . | . | . | 3.799 | 431 | . | . | . | 431 | . | . | . | . | 0 | . | . | . | . | 0 | . | . | . | . | 0 | . | . | . | . | 0 | . | . | . | . | 0 | . | . | . | . | 0 | . | . | . | . | 0 | . | . | . | . | 0 | . | . | . | . | 0 | . | . | . | . | 0 | . | . | . | . | 0 | 0.031 | . | . | . | 0.031 | 12 | . | . | . | 12 | . | . | . | . | 0 | . | . | . | . | 0 | . | . | . | . | 0 | . | . | . | . | 0 | 3.83 | 0 | 0 | 0 | 3.83 | 443 | 0 | 0 | 0 | 443 | 0 | 0 | 0 | 0 | 0
2023 | KS | 12208 | City of McPherson - (KS) | SWPP | AC | 0.055 | . | . | . | 0.055 | 9 | . | . | . | 9 | 28.22 | . | . | . | 28.22 | . | . | . | . | 0 | . | . | . | . | 0 | . | . | . | . | 0 | . | . | . | . | 0 | . | . | . | . | 0 | . | . | . | . | 0 | . | . | . | . | 0 | . | . | . | . | 0 | . | . | . | . | 0 | . | . | . | . | 0 | . | . | . | . | 0 | . | . | . | . | 0 | . | . | . | . | 0 | . | . | . | . | 0 | . | . | . | . | 0 | . | . | . | . | 0 | 0.055 | 0 | 0 | 0 | 0.055 | 9 | 0 | 0 | 0 | 9 | 28.22 | 0 | 0 | 0 | 28.22
2023 | KS | 13799 | Prairie Land Electric Coop Inc | SWPP | AC | 0.22 | 0.04 | . | . | 0.26 | 26 | 3 | . | . | 29 | . | . | . | . | 0 | . | . | . | . | 0 | . | . | . | . | 0 | . | . | . | . | 0 | . | . | . | . | 0 | . | . | . | . | 0 | . | . | . | . | 0 | . | . | . | . | 0 | . | . | . | . | 0 | . | . | . | . | 0 | . | . | . | . | 0 | 0.064 | 0.103 | . | . | 0.167 | 3 | 3 | . | . | 6 | . | . | . | . | 0 | . | . | . | . | 0 | . | . | . | . | 0 | . | . | . | . | 0 | 0.284 | 0.143 | 0 | 0 | 0.427 | 29 | 6 | 0 | 0 | 35 | 0 | 0 | 0 | 0 | 0
2023 | KS | 15073 | Pioneer Electric Coop, Inc - (KS) | SWPP | AC | 0.073 | 0.149 | 0 | 0 | 0.222 | 26 | 2 | 0 | 0 | 28 | 62.096 | 47.376 | 0 | 0 | 109.472 | . | . | . | . | 0 | . | . | . | . | 0 | . | . | . | . | 0 | . | . | . | . | 0 | . | . | . | . | 0 | . | . | . | . | 0 | . | . | . | . | 0 | . | . | . | . | 0 | . | . | . | . | 0 | . | . | . | . | 0 | 0.015 | 0.04 | 0 | 0 | 0.055 | 1 | 2 | 0 | 0 | 3 | 19.366 | 39.977 | 0 | 0 | 59.343 | . | . | . | . | 0 | . | . | . | . | 0 | . | . | . | . | 0 | 0.088 | 0.189 | 0 | 0 | 0.277 | 27 | 4 | 0 | 0 | 31 | 81.462 | 87.353 | 0 | 0 | 168.815
2023 | KS | 19160 | Tri-County Electric Coop, Inc (OK) | SWPP | DC | . | . | . | . | 0 | . | . | . | . | 0 | . | . | . | . | 0 | . | . | . | . | 0 | . | . | . | . | 0 | 0.012 | 0.019 | . | . | 0.031 | 4 | 2 | . | . | 6 | . | . | . | . | 0 | . | . | . | . | 0 | . | . | . | . | 0 | . | . | . | . | 0 | . | . | . | . | 0 | . | . | . | . | 0 | . | . | . | . | 0 | . | . | . | . | 0 | . | . | . | . | 0 | . | . | . | . | 0 | . | . | . | . | 0 | . | . | . | . | 0 | 0.012 | 0.019 | 0 | 0 | 0.031 | 4 | 2 | 0 | 0 | 6 | 0 | 0 | 0 | 0 | 0
2023 | KS | 19820 | Victory Electric Coop Assn Inc | SWPP | DC | 0.579 | 0.235 | . | . | 0.814 | 74 | 6 | . | . | 80 | . | . | . | . | 0 | . | . | . | . | 0 | . | . | . | . | 0 | . | . | . | . | 0 | . | . | . | . | 0 | . | . | . | . | 0 | . | . | . | . | 0 | . | . | . | . | 0 | . | . | . | . | 0 | . | . | . | . | 0 | . | . | . | . | 0 | 0.01 | 0.015 | . | . | 0.025 | 2 | 1 | . | . | 3 | . | . | . | . | 0 | . | . | . | . | 0 | . | . | . | . | 0 | . | . | . | . | 0 | 0.589 | 0.25 | 0 | 0 | 0.839 | 76 | 7 | 0 | 0 | 83 | 0 | 0 | 0 | 0 | 0
2023 | KS | 20476 | Western Coop Electric Assn Inc | SWPP | DC | 0.136 | 0.166 | . | . | 0.302 | 17 | 2 | . | . | 19 | . | . | . | . | 0 | . | . | . | . | 0 | . | . | . | . | 0 | . | . | . | . | 0 | . | . | . | . | 0 | . | . | . | . | 0 | . | . | . | . | 0 | . | . | . | . | 0 | . | . | . | . | 0 | . | . | . | . | 0 | . | . | . | . | 0 | 0.01 | . | . | . | 0.01 | 2 | . | . | . | 2 | . | . | . | . | 0 | . | . | . | . | 0 | . | . | . | . | 0 | . | . | . | . | 0 | 0.146 | 0.166 | 0 | 0 | 0.312 | 19 | 2 | 0 | 0 | 21 | 0 | 0 | 0 | 0 | 0
2023 | KS | 20510 | Wheatland Electric Coop, Inc | SWPP | AC | 0.406 | 0.085 | 0 | 0 | 0.491 | 48 | 6 | 0 | 0 | 54 | 283.605 | 28.069 | 0 | 0 | 311.674 | 0 | 0 | 0 | 0 | 0 | 0 | 0 | 0 | 0 | 0 | 0 | 0 | 0 | 0 | 0 | 0 | 0 | 0 | 0 | 0 | 0.01 | . | . | . | 0.01 | 1 | . | . | . | 1 | . | . | . | . | 0 | . | . | . | . | 0 | . | . | . | . | 0 | . | . | . | . | 0 | 0.025 | 0.052 | 0 | 0 | 0.077 | 2 | 4 | 0 | 0 | 6 | 19.179 | 70.343 | 0 | 0 | 89.522 | 0 | 0 | 0 | 0 | 0 | 0 | 0 | 0 | 0 | 0 | 0 | 0 | 0 | 0 | 0 | 0.431 | 0.137 | 0 | 0 | 0.568 | 50 | 10 | 0 | 0 | 60 | 302.784 | 98.412 | 0 | 0 | 401.196
2023 | KS | 22500 | Evergy Kansas Central, Inc | SWPP | AC | 19.993 | 6.22 | 0.639 | . | 26.852 | 2392 | 163 | 4 | . | 2559 | 11928.214 | 1788.225 | 31.869 | . | 13748.308 | . | . | . | . | 0 | . | . | . | . | 0 | 0.451 | 0.019 | . | . | 0.47 | 303 | 5 | . | . | 308 | . | . | . | . | 0 | . | . | . | . | 0 | . | . | . | . | 0 | . | . | . | . | 0 | . | . | . | . | 0 | . | . | . | . | 0 | 0.085 | 0.359 | . | . | 0.444 | 15 | 11 | . | . | 26 | 34.105 | 53.937 | . | . | 88.042 | 0.008 | 0.01 | . | . | 0.018 | 3 | 1 | . | . | 4 | 4.509 | 0 | . | . | 4.509 | 20.537 | 6.608 | 0.639 | 0 | 27.784 | 2713 | 180 | 4 | 0 | 2897 | 11966.828 | 1842.162 | 31.869 | 0 | 13840.859
2023 | KS | 60839 | Southern Pioneer Electric Company | SWPP | AC | 0.334 | 0.079 | 0 | 0 | 0.413 | 46 | 3 | 0 | 0 | 49 | 185.598 | 36.065 | 0 | 0 | 221.663 | . | . | . | . | 0 | . | . | . | . | 0 | . | . | . | . | 0 | . | . | . | . | 0 | 0 | 0 | 0 | 0 | 0 | . | . | . | . | 0 | 0 | 0 | 0 | 0 | 0 | . | . | . | . | 0 | . | . | . | . | 0 | . | . | . | . | 0 | 0 | 0.275 | 0 | 0 | 0.275 | 0 | 1 | 0 | 0 | 1 | . | . | . | . | 0 | . | . | . | . | 0 | . | . | . | . | 0 | . | . | . | . | 0 | 0.334 | 0.354 | 0 | 0 | 0.688 | 46 | 4 | 0 | 0 | 50 | 185.598 | 36.065 | 0 | 0 | 221.663
2023 | KS | 99999 | State Adjustment | SWPP |  | 1.766 | 0.163 | -0.059 | . | 1.87 | . | . | . | . | . | . | . | . | . | . | . | . | . | . | . | . | . | . | . | . | . | . | . | . | . | . | . | . | . | . | . | . | . | . | . | . | . | . | . | . | . | . | . | . | . | . | . | . | . | . | . | . | . | . | . | . | . | . | . | . | . | . | . | . | . | . | . | . | . | . | . | . | . | . | . | . | . | . | . | . | . | . | . | . | . | . | . | . | . | . | 1.766 | 0.163 | -0.059 | . | 1.87 | . | . | . | . | . | . | . | . | . | .
2023 | KY | 690 | City of Bardstown - (KY) | LGEE | AC | 0.07 | . | . | . | 0.07 | 8 | . | . | . | 8 | . | . | . | . | 0 | . | . | . | . | 0 | . | . | . | . | 0 | . | . | . | . | 0 | . | . | . | . | 0 | . | . | . | . | 0 | . | . | . | . | 0 | . | . | . | . | 0 | . | . | . | . | 0 | . | . | . | . | 0 | . | . | . | . | 0 | . | . | . | . | 0 | . | . | . | . | 0 | . | . | . | . | 0 | . | . | . | . | 0 | . | . | . | . | 0 | . | . | . | . | 0 | 0.07 | 0 | 0 | 0 | 0.07 | 8 | 0 | 0 | 0 | 8 | 0 | 0 | 0 | 0 | 0
2023 | KY | 1708 | Big Sandy Rural Elec Coop Corp | PJM | AC | 0.07 | . | . | . | 0.07 | 7 | . | . | . | 7 | . | . | . | . | 0 | . | . | . | . | 0 | . | . | . | . | 0 | . | . | . | . | 0 | . | . | . | . | 0 | 0.005 | . | . | . | 0.005 | 1 | . | . | . | 1 | . | . | . | . | 0 | . | . | . | . | 0 | . | . | . | . | 0 | . | . | . | . | 0 | . | . | . | . | 0 | . | . | . | . | 0 | . | . | . | . | 0 | . | . | . | . | 0 | . | . | . | . | 0 | . | . | . | . | 0 | 0.07 | 0 | 0 | 0 | 0.07 | 7 | 0 | 0 | 0 | 7 | 0 | 0 | 0 | 0 | 0
2023 | KY | 1886 | Blue Grass Energy Coop Corp | PJM | AC | 3.84 | . | . | . | 3.84 | 434 | . | . | . | 434 | . | . | . | . | 0 | . | . | . | . | 0 | . | . | . | . | 0 | 0.097 | . | . | . | 0.097 | 55 | . | . | . | 55 | . | . | . | . | 0 | . | . | . | . | 0 | . | . | . | . | 0 | . | . | . | . | 0 | . | . | . | . | 0 | . | . | . | . | 0 | 0.013 | . | . | . | 0.013 | 2 | . | . | . | 2 | . | . | . | . | 0 | . | . | . | . | 0 | . | . | . | . | 0 | . | . | . | . | 0 | 3.95 | 0 | 0 | 0 | 3.95 | 491 | 0 | 0 | 0 | 491 | 0 | 0 | 0 | 0 | 0
2023 | KY | 3687 | Clark Energy Coop Inc - (KY) | PJM | AC | 1.099 | . | . | . | 1.099 | 104 | . | . | . | 104 | 619 | . | . | . | 619 | . | . | . | . | 0 | . | . | . | . | 0 | . | . | . | . | 0 | . | . | . | . | 0 | . | . | . | . | 0 | . | . | . | . | 0 | . | . | . | . | 0 | . | . | . | . | 0 | . | . | . | . | 0 | . | . | . | . | 0 | . | . | . | . | 0 | . | . | . | . | 0 | . | . | . | . | 0 | . | . | . | . | 0 | . | . | . | . | 0 | . | . | . | . | 0 | 1.099 | 0 | 0 | 0 | 1.099 | 104 | 0 | 0 | 0 | 104 | 619 | 0 | 0 | 0 | 619
2023 | KY | 4622 | Cumberland Valley Electric, Inc. | PJM | AC | 0.432 | 0.221 | . | . | 0.653 | 52 | 8 | . | . | 60 | 227 | 180 | . | . | 407 | . | . | . | . | 0 | . | . | . | . | 0 | . | . | . | . | 0 | . | . | . | . | 0 | . | . | . | . | 0 | . | . | . | . | 0 | . | . | . | . | 0 | . | . | . | . | 0 | . | . | . | . | 0 | . | . | . | . | 0 | . | . | . | . | 0 | . | . | . | . | 0 | . | . | . | . | 0 | . | . | . | . | 0 | . | . | . | . | 0 | . | . | . | . | 0 | 0.432 | 0.221 | 0 | 0 | 0.653 | 52 | 8 | 0 | 0 | 60 | 227 | 180 | 0 | 0 | 407
2023 | KY | 6194 | Farmers Rural Electric Coop Corp - (KY) | PJM | AC | 0.585 | . | . | . | 0.585 | 74 | . | . | . | 74 | . | . | . | . | 0 | . | . | . | . | 0 | . | . | . | . | 0 | . | . | . | . | 0 | . | . | . | . | 0 | 0.118 | . | . | . | 0.118 | 16 | . | . | . | 16 | . | . | . | . | 0 | . | . | . | . | 0 | . | . | . | . | 0 | . | . | . | . | 0 | . | . | . | . | 0 | . | . | . | . | 0 | . | . | . | . | 0 | . | . | . | . | 0 | . | . | . | . | 0 | . | . | . | . | 0 | 0.585 | 0 | 0 | 0 | 0.585 | 74 | 0 | 0 | 0 | 74 | 0 | 0 | 0 | 0 | 0
2023 | KY | 6442 | Fleming-Mason Energy Coop Inc | PJM | AC | 0.522 | . | . | . | 0.522 | 80 | . | . | . | 80 | . | . | . | . | 0 | . | . | . | . | 0 | . | . | . | . | 0 | . | . | . | . | 0 | . | . | . | . | 0 | . | . | . | . | 0 | . | . | . | . | 0 | . | . | . | . | 0 | . | . | . | . | 0 | . | . | . | . | 0 | . | . | . | . | 0 | 0.004 | . | . | . | 0.004 | 1 | . | . | . | 1 | . | . | . | . | 0 | . | . | . | . | 0 | . | . | . | . | 0 | . | . | . | . | 0 | 0.526 | 0 | 0 | 0 | 0.526 | 81 | 0 | 0 | 0 | 81 | 0 | 0 | 0 | 0 | 0
2023 | KY | 6708 | City of Frankfort - (KY) | LGEE | AC | 0.588 | 0.091 | . | . | 0.679 | 65 | 10 | . | . | 75 | 208.252 | 280.29 | . | . | 488.542 | . | . | . | . | 0 | . | . | . | . | 0 | . | . | . | . | 0 | . | . | . | . | 0 | . | . | . | . | 0 | . | . | . | . | 0 | . | . | . | . | 0 | . | . | . | . | 0 | . | . | . | . | 0 | . | . | . | . | 0 | . | . | . | . | 0 | . | . | . | . | 0 | . | . | . | . | 0 | . | . | . | . | 0 | . | . | . | . | 0 | . | . | . | . | 0 | 0.588 | 0.091 | 0 | 0 | 0.679 | 65 | 10 | 0 | 0 | 75 | 208.252 | 280.29 | 0 | 0 | 488.542
2023 | KY | 7558 | Grayson Rural Electric Coop Corp | PJM | AC | 0.436 | 0.03 | . | . | 0.466 | 45 | 1 | . | . | 46 | 246.004 | 4 | . | . | 250.004 | . | . | . | . | 0 | . | . | . | . | 0 | . | . | . | . | 0 | . | . | . | . | 0 | . | . | . | . | 0 | . | . | . | . | 0 | . | . | . | . | 0 | . | . | . | . | 0 | . | . | . | . | 0 | . | . | . | . | 0 | . | . | . | . | 0 | . | . | . | . | 0 | . | . | . | . | 0 | . | . | . | . | 0 | . | . | . | . | 0 | . | . | . | . | 0 | 0.436 | 0.03 | 0 | 0 | 0.466 | 45 | 1 | 0 | 0 | 46 | 246.004 | 4 | 0 | 0 | 250.004
2023 | KY | 8449 | Henderson City Utility Comm | MISO | AC | 0.027 | 0.808 | 0 | . | 0.835 | 5 | 28 | 0 | . | 33 | . | . | . | . | 0 | . | . | . | . | 0 | . | . | . | . | 0 | . | . | . | . | 0 | . | . | . | . | 0 | . | . | . | . | 0 | . | . | . | . | 0 | . | . | . | . | 0 | . | . | . | . | 0 | . | . | . | . | 0 | . | . | . | . | 0 | . | . | . | . | 0 | . | . | . | . | 0 | . | . | . | . | 0 | . | . | . | . | 0 | . | . | . | . | 0 | . | . | . | . | 0 | 0.027 | 0.808 | 0 | 0 | 0.835 | 5 | 28 | 0 | 0 | 33 | 0 | 0 | 0 | 0 | 0
2023 | KY | 9292 | Inter County Energy Coop Corp - (KY) | PJM | AC | 1.551 | . | . | . | 1.551 | 172 | . | . | . | 172 | . | . | . | . | 0 | . | . | . | . | 0 | . | . | . | . | 0 | . | . | . | . | 0 | . | . | . | . | 0 | . | . | . | . | 0 | . | . | . | . | 0 | . | . | . | . | 0 | . | . | . | . | 0 | . | . | . | . | 0 | . | . | . | . | 0 | . | . | . | . | 0 | . | . | . | . | 0 | . | . | . | . | 0 | . | . | . | . | 0 | . | . | . | . | 0 | . | . | . | . | 0 | 1.551 | 0 | 0 | 0 | 1.551 | 172 | 0 | 0 | 0 | 172 | 0 | 0 | 0 | 0 | 0
2023 | KY | 9575 | Jackson Energy Coop Corp - (KY) | PJM | AC | 1.615 | 0.115 | . | . | 1.73 | 219 | 7 | . | . | 226 | . | . | . | . | 0 | . | . | . | . | 0 | . | . | . | . | 0 | . | . | . | . | 0 | . | . | . | . | 0 | . | . | . | . | 0 | . | . | . | . | 0 | . | . | . | . | 0 | . | . | . | . | 0 | . | . | . | . | 0 | . | . | . | . | 0 | . | . | . | . | 0 | . | . | . | . | 0 | . | . | . | . | 0 | . | . | . | . | 0 | . | . | . | . | 0 | . | . | . | . | 0 | 1.615 | 0.115 | 0 | 0 | 1.73 | 219 | 7 | 0 | 0 | 226 | 0 | 0 | 0 | 0 | 0
2023 | KY | 9605 | Jackson Purchase Energy Corporation | MISO | AC | 0.602 | 0.231 | . | . | 0.833 | 49 | 9 | . | . | 58 | . | . | . | . | 0 | . | . | . | . | 0 | . | . | . | . | 0 | . | . | . | . | 0 | . | . | . | . | 0 | 0.1 | . | . | . | 0.1 | 7 | . | . | . | 7 | . | . | . | . | 0 | . | . | . | . | 0 | . | . | . | . | 0 | . | . | . | . | 0 | . | . | . | . | 0 | . | . | . | . | 0 | . | . | . | . | 0 | . | . | . | . | 0 | . | . | . | . | 0 | . | . | . | . | 0 | 0.602 | 0.231 | 0 | 0 | 0.833 | 49 | 9 | 0 | 0 | 58 | 0 | 0 | 0 | 0 | 0
2023 | KY | 9964 | Kenergy Corp | MISO | AC | 4.543 | 1.108 | 0 | 0 | 5.651 | 410 | 49 | 0 | 0 | 459 | 0.045 | 0.165 | . | . | 0.21 | . | . | . | . | 0 | . | . | . | . | 0 | . | . | . | . | 0 | . | . | . | . | 0 | . | . | . | . | 0 | . | . | . | . | 0 | . | . | . | . | 0 | . | . | . | . | 0 | . | . | . | . | 0 | . | . | . | . | 0 | . | . | . | . | 0 | . | . | . | . | 0 | . | . | . | . | 0 | . | . | . | . | 0 | . | . | . | . | 0 | . | . | . | . | 0 | 4.543 | 1.108 | 0 | 0 | 5.651 | 410 | 49 | 0 | 0 | 459 | 0.045 | 0.165 | 0 | 0 | 0.21
2023 | KY | 10171 | Kentucky Utilities Co | LGEE | DC | 18.331 | 3.652 | 0.1 | 0 | 22.083 | 2050 | 212 | 3 | 0 | 2265 | 6489.192 | 1029.091 | 9.7 | 0 | 7527.983 | . | . | . | . | 0 | . | . | . | . | 0 | . | . | . | . | 0 | . | . | . | . | 0 | 1.043 | 0.087 | 0 | 0 | 1.13 | 163 | 6 | 0 | 0 | 169 | . | . | . | . | 0 | . | . | . | . | 0 | . | . | . | . | 0 | . | . | . | . | 0 | 0.009 | 0.002 | 0 | 0 | 0.011 | 4 | 1 | 0 | 0 | 5 | 0 | 0.039 | 0 | 0 | 0.039 | 0 | 0 | 0.05 | 0 | 0.05 | 0 | 0 | 1 | 0 | 1 | 0 | 0 | 0 | 0 | 0 | 18.34 | 3.654 | 0.15 | 0 | 22.144 | 2054 | 213 | 4 | 0 | 2271 | 6489.192 | 1029.13 | 9.7 | 0 | 7528.022
2023 | KY | 11249 | Louisville Gas & Electric Co | LGEE | DC | 19.285 | 1.363 | 0 | 0 | 20.648 | 2463 | 73 | 0 | 0 | 2536 | 6298.273 | 265.428 | 0 | 0 | 6563.701 | . | . | . | . | 0 | . | . | . | . | 0 | . | . | . | . | 0 | . | . | . | . | 0 | 0.627 | 0.02 | 0 | 0 | 0.647 | 92 | 2 | 0 | 0 | 94 | . | . | . | . | 0 | . | . | . | . | 0 | . | . | . | . | 0 | . | . | . | . | 0 | 0.008 | 0.006 | 0 | 0 | 0.014 | 3 | 2 | 0 | 0 | 5 | 0.121 | 0.348 | 0 | 0 | 0.469 | . | . | . | . | 0 | . | . | . | . | 0 | . | . | . | . | 0 | 19.293 | 1.369 | 0 | 0 | 20.662 | 2466 | 75 | 0 | 0 | 2541 | 6298.394 | 265.776 | 0 | 0 | 6564.17
2023 | KY | 12243 | Meade County Rural E C C | MISO | AC | 1.4 | . | . | . | 1.4 | 153 | . | . | . | 153 | . | . | . | . | 0 | . | . | . | . | 0 | . | . | . | . | 0 | . | . | . | . | 0 | . | . | . | . | 0 | . | . | . | . | 0 | . | . | . | . | 0 | . | . | . | . | 0 | . | . | . | . | 0 | . | . | . | . | 0 | . | . | . | . | 0 | . | . | . | . | 0 | . | . | . | . | 0 | . | . | . | . | 0 | . | . | . | . | 0 | . | . | . | . | 0 | . | . | . | . | 0 | 1.4 | 0 | 0 | 0 | 1.4 | 153 | 0 | 0 | 0 | 153 | 0 | 0 | 0 | 0 | 0
2023 | KY | 13651 | Nolin Rural Electric Coop Corp | PJM | DC | 2.223 | 0.167 | 0 | 0 | 2.39 | 240 | 8 | 0 | 0 | 248 | 1.123 | 0.076 | 0 | . | 1.199 | . | . | . | . | 0 | . | . | . | . | 0 | . | . | . | . | 0 | . | . | . | . | 0 | 0.438 | 0.007 | . | . | 0.445 | 49 | 1 | . | . | 50 | . | . | . | . | 0 | . | . | . | . | 0 | . | . | . | . | 0 | . | . | . | . | 0 | . | . | . | . | 0 | . | . | . | . | 0 | . | . | . | . | 0 | . | . | . | . | 0 | . | . | . | . | 0 | . | . | . | . | 0 | 2.223 | 0.167 | 0 | 0 | 2.39 | 240 | 8 | 0 | 0 | 248 | 1.123 | 0.076 | 0 | 0 | 1.199
2023 | KY | 14251 | Owen Electric Coop Inc | PJM | AC | 3.107 | 0.243 | . | . | 3.35 | 385 | 3 | . | . | 388 | . | . | . | . | 0 | . | . | . | . | 0 | . | . | . | . | 0 | . | . | . | . | 0 | . | . | . | . | 0 | . | . | . | . | 0 | . | . | . | . | 0 | . | . | . | . | 0 | . | . | . | . | 0 | . | . | . | . | 0 | . | . | . | . | 0 | 0.001 | . | . | . | 0.001 | 1 | . | . | . | 1 | . | . | . | . | 0 | . | . | . | . | 0 | . | . | . | . | 0 | . | . | . | . | 0 | 3.108 | 0.243 | 0 | 0 | 3.351 | 386 | 3 | 0 | 0 | 389 | 0 | 0 | 0 | 0 | 0
2023 | KY | 14268 | City of Owensboro - (KY) | LGEE | DC | 0.234 | 1.201 | . | . | 1.435 | 31 | 15 | . | . | 46 | 113.48 | 311.55 | . | . | 425.03 | . | . | . | . | 0 | . | . | . | . | 0 | . | . | . | . | 0 | . | . | . | . | 0 | . | . | . | . | 0 | . | . | . | . | 0 | . | . | . | . | 0 | . | . | . | . | 0 | . | . | . | . | 0 | . | . | . | . | 0 | . | . | . | . | 0 | . | . | . | . | 0 | . | . | . | . | 0 | . | . | . | . | 0 | . | . | . | . | 0 | . | . | . | . | 0 | 0.234 | 1.201 | 0 | 0 | 1.435 | 31 | 15 | 0 | 0 | 46 | 113.48 | 311.55 | 0 | 0 | 425.03
2023 | KY | 16587 | Salt River Electric Coop Corp | PJM | AC | 2.43 | . | . | . | 2.43 | 242 | . | . | . | 242 | 1455.8 | . | . | . | 1455.8 | . | . | . | . | 0 | . | . | . | . | 0 | . | . | . | . | 0 | . | . | . | . | 0 | . | . | . | . | 0 | . | . | . | . | 0 | . | . | . | . | 0 | . | . | . | . | 0 | . | . | . | . | 0 | . | . | . | . | 0 | . | . | . | . | 0 | . | . | . | . | 0 | . | . | . | . | 0 | . | . | . | . | 0 | . | . | . | . | 0 | . | . | . | . | 0 | 2.43 | 0 | 0 | 0 | 2.43 | 242 | 0 | 0 | 0 | 242 | 1455.8 | 0 | 0 | 0 | 1455.8
2023 | KY | 17044 | Shelby Energy Coop, Inc - (KY) | PJM | AC | 1.46 | 0.024 | . | . | 1.484 | 140 | 1 | . | . | 141 | . | . | . | . | 0 | . | . | . | . | 0 | . | . | . | . | 0 | . | . | . | . | 0 | . | . | . | . | 0 | 0.186 | . | . | . | 0.186 | 26 | . | . | . | 26 | . | . | . | . | 0 | . | . | . | . | 0 | . | . | . | . | 0 | . | . | . | . | 0 | . | . | . | . | 0 | . | . | . | . | 0 | . | . | . | . | 0 | . | . | . | . | 0 | . | . | . | . | 0 | . | . | . | . | 0 | 1.46 | 0.024 | 0 | 0 | 1.484 | 140 | 1 | 0 | 0 | 141 | 0 | 0 | 0 | 0 | 0
2023 | KY | 17564 | South Kentucky Rural E C C | PJM | AC | 1.228 | 0.093 | 0.113 | . | 1.434 | 139 | 8 | 3 | . | 150 | 654.088 | 141.571 | 28.928 | . | 824.587 | . | . | . | . | 0 | . | . | . | . | 0 | . | . | . | . | 0 | . | . | . | . | 0 | . | . | . | . | 0 | . | . | . | . | 0 | . | . | . | . | 0 | . | . | . | . | 0 | . | . | . | . | 0 | . | . | . | . | 0 | . | . | . | . | 0 | . | . | . | . | 0 | . | . | . | . | 0 | . | . | . | . | 0 | . | . | . | . | 0 | . | . | . | . | 0 | 1.228 | 0.093 | 0.113 | 0 | 1.434 | 139 | 8 | 3 | 0 | 150 | 654.088 | 141.571 | 28.928 | 0 | 824.587
2023 | KY | 18498 | Taylor County Rural E C C | PJM | AC | 0.398 | . | . | . | 0.398 | 49 | . | . | . | 49 | . | . | . | . | 0 | . | . | . | . | 0 | . | . | . | . | 0 | . | . | . | . | 0 | . | . | . | . | 0 | . | . | . | . | 0 | . | . | . | . | 0 | . | . | . | . | 0 | . | . | . | . | 0 | . | . | . | . | 0 | . | . | . | . | 0 | 0.001 | . | . | . | 0.001 | 1 | . | . | . | 1 | . | . | . | . | 0 | . | . | . | . | 0 | . | . | . | . | 0 | . | . | . | . | 0 | 0.399 | 0 | 0 | 0 | 0.399 | 50 | 0 | 0 | 0 | 50 | 0 | 0 | 0 | 0 | 0
2023 | KY | 19446 | Duke Energy Kentucky | PJM | AC | 5.478 | 0.814 | 0.017 | . | 6.309 | 798 | 19 | 2 | . | 819 | . | . | . | . | 0 | . | . | . | . | 0 | . | . | . | . | 0 | . | . | . | . | 0 | . | . | . | . | 0 | . | . | . | . | 0 | . | . | . | . | 0 | . | . | . | . | 0 | . | . | . | . | 0 | . | . | . | . | 0 | . | . | . | . | 0 | . | . | . | . | 0 | . | . | . | . | 0 | . | . | . | . | 0 | . | . | . | . | 0 | . | . | . | . | 0 | . | . | . | . | 0 | 5.478 | 0.814 | 0.017 | 0 | 6.309 | 798 | 19 | 2 | 0 | 819 | 0 | 0 | 0 | 0 | 0
2023 | KY | 22053 | Kentucky Power Co | PJM | AC | 2.329 | 0.854 | 0.03 | . | 3.213 | 247 | 30 | 1 | . | 278 | 1298.295 | 200.164 | . | . | 1498.459 | 0 | 0 | 0 | . | 0 | 0 | 0 | 0 | . | 0 | 0 | 0 | 0 | . | 0 | 0 | 0 | 0 | . | 0 | 0.286 | 0 | 0.01 | . | 0.296 | 53 | 0 | 1 | . | 54 | 0.755 | 0 | 0.01 | . | 0.765 | 0 | 0 | 0 | . | 0 | 0 | 0 | 0 | . | 0 | 0 | 0 | 0 | . | 0 | 0 | 0 | 0 | . | 0 | 0 | 0 | 0 | . | 0 | 0 | 0 | 0 | . | 0 | 0 | 0 | 0 | . | 0 | 0 | 0 | 0 | . | 0 | 0 | 0 | 0 | . | 0 | 2.329 | 0.854 | 0.03 | 0 | 3.213 | 247 | 30 | 1 | 0 | 278 | 1298.295 | 200.164 | 0 | 0 | 1498.459
2023 | KY | 49998 | City of Berea Municipal Utility | LGEE | AC | 0.126 | 0.261 | 0 | 0 | 0.387 | 23 | 8 | 0 | 0 | 31 | 66.278 | 18.709 | 0 | 0 | 84.987 | 0 | 0 | 0 | 0 | 0 | 0 | 0 | 0 | 0 | 0 | 0 | 0 | 0 | 0 | 0 | 0 | 0 | 0 | 0 | 0 | 0 | 0 | 0 | 0 | 0 | 0 | 0 | 0 | 0 | 0 | 0 | 0 | 0 | 0 | 0 | 0 | 0 | 0 | 0 | 0 | 0 | 0 | 0 | 0 | 0 | 0 | 0 | 0 | 0 | 0 | 0 | 0 | 0 | 0 | 0 | 0 | 0 | 0 | 0 | 0 | 0 | 0 | 0 | 0 | 0 | 0 | 0 | . | 0 | 0 | 0 | 0 | 0 | 0 | 0 | 0 | 0 | 0 | 0 | 0 | 0.126 | 0.261 | 0 | 0 | 0.387 | 23 | 8 | 0 | 0 | 31 | 66.278 | 18.709 | 0 | 0 | 84.987
2023 | KY | 99999 | State Adjustment | LGEE |  | -6.601 | -1.084 | -0.017 | . | -7.703 | . | . | . | . | . | . | . | . | . | . | . | . | . | . | . | . | . | . | . | . | . | . | . | . | . | . | . | . | . | . | . | . | . | . | . | . | . | . | . | . | . | . | . | . | . | . | . | . | . | . | . | . | . | . | . | . | . | . | . | . | . | . | . | . | . | . | . | . | . | . | . | . | . | . | . | . | . | . | . | . | . | . | . | . | . | . | . | . | . | . | -6.601 | -1.084 | -0.017 | . | -7.703 | . | . | . | . | . | . | . | . | . | .
2023 | KY | 99999 | State Adjustment | PJM |  | -0.388 | -0.029 | 0 | . | -0.417 | . | . | . | . | . | . | . | . | . | . | . | . | . | . | . | . | . | . | . | . | . | . | . | . | . | . | . | . | . | . | . | . | . | . | . | . | . | . | . | . | . | . | . | . | . | . | . | . | . | . | . | . | . | . | . | . | . | . | . | . | . | . | . | . | . | . | . | . | . | . | . | . | . | . | . | . | . | . | . | . | . | . | . | . | . | . | . | . | . | . | -0.388 | -0.029 | 0 | . | -0.417 | . | . | . | . | . | . | . | . | . | .
2023 | LA | 298 | City of Alexandria - (LA) | MISO | AC | 0.599 | 0.475 | . | . | 1.074 | 66 | 15 | . | . | 81 | . | . | . | . | 0 | . | . | . | . | 0 | . | . | . | . | 0 | . | . | . | . | 0 | . | . | . | . | 0 | . | . | . | . | 0 | . | . | . | . | 0 | . | . | . | . | 0 | . | . | . | . | 0 | . | . | . | . | 0 | . | . | . | . | 0 | . | . | . | . | 0 | . | . | . | . | 0 | . | . | . | . | 0 | . | . | . | . | 0 | . | . | . | . | 0 | . | . | . | . | 0 | 0.599 | 0.475 | 0 | 0 | 1.074 | 66 | 15 | 0 | 0 | 81 | 0 | 0 | 0 | 0 | 0
2023 | LA | 1458 | Beauregard Electric Coop, Inc | MISO | AC | 2.534 | . | . | . | 2.534 | 356 | . | . | . | 356 | . | . | . | . | 0 | . | . | . | . | 0 | . | . | . | . | 0 | . | . | . | . | 0 | . | . | . | . | 0 | . | . | . | . | 0 | . | . | . | . | 0 | . | . | . | . | 0 | . | . | . | . | 0 | . | . | . | . | 0 | . | . | . | . | 0 | 0.009 | . | . | . | 0.009 | 2 | . | . | . | 2 | . | . | . | . | 0 | . | . | . | . | 0 | . | . | . | . | 0 | . | . | . | . | 0 | 2.543 | 0 | 0 | 0 | 2.543 | 358 | 0 | 0 | 0 | 358 | 0 | 0 | 0 | 0 | 0
2023 | LA | 3265 | Cleco Power LLC | MISO | AC | 20.768 | 1.463 | 0 | 0 | 22.231 | 3630 | 124 | 0 | 0 | 3754 | . | . | . | . | 0 | . | . | . | . | 0 | . | . | . | . | 0 | . | . | . | . | 0 | . | . | . | . | 0 | . | . | . | . | 0 | . | . | . | . | 0 | . | . | . | . | 0 | . | . | . | . | 0 | . | . | . | . | 0 | . | . | . | . | 0 | 0.008 | . | . | . | 0.008 | 4 | . | . | . | 4 | . | . | . | . | 0 | . | . | . | . | 0 | . | . | . | . | 0 | . | . | . | . | 0 | 20.776 | 1.463 | 0 | 0 | 22.239 | 3634 | 124 | 0 | 0 | 3758 | 0 | 0 | 0 | 0 | 0
2023 | LA | 3641 | Claiborne Electric Coop, Inc | MISO | AC | 0.693 | . | . | . | 0.693 | 97 | . | . | . | 97 | . | . | . | . | 0 | . | . | . | . | 0 | . | . | . | . | 0 | . | . | . | . | 0 | . | . | . | . | 0 | . | . | . | . | 0 | . | . | . | . | 0 | . | . | . | . | 0 | . | . | . | . | 0 | . | . | . | . | 0 | . | . | . | . | 0 | . | . | . | . | 0 | . | . | . | . | 0 | . | . | . | . | 0 | . | . | . | . | 0 | . | . | . | . | 0 | . | . | . | . | 0 | 0.693 | 0 | 0 | 0 | 0.693 | 97 | 0 | 0 | 0 | 97 | 0 | 0 | 0 | 0 | 0
2023 | LA | 4153 | Concordia Electric Coop, Inc | MISO | DC | 0.272 | . | . | . | 0.272 | 36 | . | . | . | 36 | 74.782 | . | . | . | 74.782 | . | . | . | . | 0 | . | . | . | . | 0 | . | . | . | . | 0 | . | . | . | . | 0 | . | . | . | . | 0 | . | . | . | . | 0 | . | . | . | . | 0 | . | . | . | . | 0 | . | . | . | . | 0 | . | . | . | . | 0 | . | . | . | . | 0 | . | . | . | . | 0 | . | . | . | . | 0 | . | . | . | . | 0 | . | . | . | . | 0 | . | . | . | . | 0 | 0.272 | 0 | 0 | 0 | 0.272 | 36 | 0 | 0 | 0 | 36 | 74.782 | 0 | 0 | 0 | 74.782
2023 | LA | 5202 | Dixie Electric Membership Corp - (LA) | MISO | AC | 7.749 | 0.181 | . | . | 7.93 | 1178 | 28 | . | . | 1206 | 2914.539 | . | . | . | 2914.539 | . | . | . | . | 0 | . | . | . | . | 0 | . | . | . | . | 0 | . | . | . | . | 0 | . | . | . | . | 0 | . | . | . | . | 0 | . | . | . | . | 0 | . | . | . | . | 0 | . | . | . | . | 0 | . | . | . | . | 0 | . | . | . | . | 0 | . | . | . | . | 0 | . | . | . | . | 0 | . | . | . | . | 0 | . | . | . | . | 0 | . | . | . | . | 0 | 7.749 | 0.181 | 0 | 0 | 7.93 | 1178 | 28 | 0 | 0 | 1206 | 2914.539 | 0 | 0 | 0 | 2914.539
2023 | LA | 9096 | City of Lafayette - (LA) | MISO | AC | 2.107 | 0.272 | . | . | 2.379 | 335 | 27 | . | . | 362 | 964.249 | 122.225 | . | . | 1086.474 | . | . | . | . | 0 | . | . | . | . | 0 | . | . | . | . | 0 | . | . | . | . | 0 | . | . | . | . | 0 | . | . | . | . | 0 | . | . | . | . | 0 | . | . | . | . | 0 | . | . | . | . | 0 | . | . | . | . | 0 | . | . | . | . | 0 | . | . | . | . | 0 | . | . | . | . | 0 | . | . | . | . | 0 | . | . | . | . | 0 | . | . | . | . | 0 | 2.107 | 0.272 | 0 | 0 | 2.379 | 335 | 27 | 0 | 0 | 362 | 964.249 | 122.225 | 0 | 0 | 1086.474
2023 | LA | 9682 | Jefferson Davis Elec Coop, Inc | MISO | AC | 0.575 | 0.05 | . | . | 0.625 | 70 | 1 | . | . | 71 | . | . | . | . | 0 | . | . | . | . | 0 | . | . | . | . | 0 | . | . | . | . | 0 | . | . | . | . | 0 | . | . | . | . | 0 | . | . | . | . | 0 | . | . | . | . | 0 | . | . | . | . | 0 | . | . | . | . | 0 | . | . | . | . | 0 | . | . | . | . | 0 | . | . | . | . | 0 | . | . | . | . | 0 | . | . | . | . | 0 | . | . | . | . | 0 | . | . | . | . | 0 | 0.575 | 0.05 | 0 | 0 | 0.625 | 70 | 1 | 0 | 0 | 71 | 0 | 0 | 0 | 0 | 0
2023 | LA | 11241 | Entergy Louisiana LLC | MISO | DC | 83.243 | 8.009 | 0.097 | . | 91.349 | 12832 | 585 | 4 | . | 13421 | . | . | . | . | 0 | . | . | . | . | 0 | . | . | . | . | 0 | . | . | . | . | 0 | . | . | . | . | 0 | . | . | . | . | 0 | . | . | . | . | 0 | . | . | . | . | 0 | . | . | . | . | 0 | . | . | . | . | 0 | . | . | . | . | 0 | . | . | . | . | 0 | . | . | . | . | 0 | . | . | . | . | 0 | . | . | . | . | 0 | . | . | . | . | 0 | . | . | . | . | 0 | 83.243 | 8.009 | 0.097 | 0 | 91.349 | 12832 | 585 | 4 | 0 | 13421 | 0 | 0 | 0 | 0 | 0
2023 | LA | 13228 | City of Natchitoches | MISO | AC | 0.36 | . | . | . | 0.36 | 46 | . | . | . | 46 | 0 | . | . | . | 0 | . | . | . | . | 0 | . | . | . | . | 0 | . | . | . | . | 0 | . | . | . | . | 0 | . | . | . | . | 0 | . | . | . | . | 0 | . | . | . | . | 0 | . | . | . | . | 0 | . | . | . | . | 0 | . | . | . | . | 0 | . | . | . | . | 0 | . | . | . | . | 0 | . | . | . | . | 0 | . | . | . | . | 0 | . | . | . | . | 0 | . | . | . | . | 0 | 0.36 | 0 | 0 | 0 | 0.36 | 46 | 0 | 0 | 0 | 46 | 0 | 0 | 0 | 0 | 0
2023 | LA | 13478 | Entergy New Orleans, LLC | MISO | DC | 54.758 | 1.869 | . | . | 56.627 | 9460 | 77 | . | . | 9537 | . | . | . | . | 0 | . | . | . | . | 0 | . | . | . | . | 0 | . | . | . | . | 0 | . | . | . | . | 0 | . | . | . | . | 0 | . | . | . | . | 0 | . | . | . | . | 0 | . | . | . | . | 0 | . | . | . | . | 0 | . | . | . | . | 0 | . | . | . | . | 0 | . | . | . | . | 0 | . | . | . | . | 0 | . | . | . | . | 0 | . | . | . | . | 0 | . | . | . | . | 0 | 54.758 | 1.869 | 0 | 0 | 56.627 | 9460 | 77 | 0 | 0 | 9537 | 0 | 0 | 0 | 0 | 0
2023 | LA | 13783 | Northeast Louisiana Power Coop Inc. | MISO | DC | 0.09 | . | . | . | 0.09 | 56 | . | . | . | 56 | . | . | . | . | 0 | . | . | . | . | 0 | . | . | . | . | 0 | . | . | . | . | 0 | . | . | . | . | 0 | . | . | . | . | 0 | . | . | . | . | 0 | . | . | . | . | 0 | . | . | . | . | 0 | . | . | . | . | 0 | . | . | . | . | 0 | . | . | . | . | 0 | . | . | . | . | 0 | . | . | . | . | 0 | . | . | . | . | 0 | . | . | . | . | 0 | . | . | . | . | 0 | 0.09 | 0 | 0 | 0 | 0.09 | 56 | 0 | 0 | 0 | 56 | 0 | 0 | 0 | 0 | 0
2023 | LA | 14424 | Panola-Harrison Elec Coop, Inc | SWPP | DC | 0.688 | . | . | . | 0.688 | 96 | . | . | . | 96 | . | . | . | . | 0 | . | . | . | . | 0 | . | . | . | . | 0 | . | . | . | . | 0 | . | . | . | . | 0 | . | . | . | . | 0 | . | . | . | . | 0 | . | . | . | . | 0 | . | . | . | . | 0 | . | . | . | . | 0 | . | . | . | . | 0 | . | . | . | . | 0 | . | . | . | . | 0 | . | . | . | . | 0 | . | . | . | . | 0 | . | . | . | . | 0 | . | . | . | . | 0 | 0.688 | 0 | 0 | 0 | 0.688 | 96 | 0 | 0 | 0 | 96 | 0 | 0 | 0 | 0 | 0
2023 | LA | 15175 | Pointe Coupee Elec Member Corp | MISO | DC | 0.508 | 0.309 | . | . | 0.817 | 69 | 2 | . | . | 71 | . | . | . | . | 0 | . | . | . | . | 0 | . | . | . | . | 0 | . | . | . | . | 0 | . | . | . | . | 0 | . | . | . | . | 0 | . | . | . | . | 0 | . | . | . | . | 0 | . | . | . | . | 0 | . | . | . | . | 0 | . | . | . | . | 0 | . | . | . | . | 0 | . | . | . | . | 0 | . | . | . | . | 0 | . | . | . | . | 0 | . | . | . | . | 0 | . | . | . | . | 0 | 0.508 | 0.309 | 0 | 0 | 0.817 | 69 | 2 | 0 | 0 | 71 | 0 | 0 | 0 | 0 | 0
2023 | LA | 16463 | City of Ruston - (LA) | MISO | AC | 0.054 | . | . | . | 0.054 | 6 | . | . | . | 6 | . | . | . | . | 0 | . | . | . | . | 0 | . | . | . | . | 0 | . | . | . | . | 0 | . | . | . | . | 0 | . | . | . | . | 0 | . | . | . | . | 0 | . | . | . | . | 0 | . | . | . | . | 0 | . | . | . | . | 0 | . | . | . | . | 0 | . | . | . | . | 0 | . | . | . | . | 0 | . | . | . | . | 0 | . | . | . | . | 0 | . | . | . | . | 0 | . | . | . | . | 0 | 0.054 | 0 | 0 | 0 | 0.054 | 6 | 0 | 0 | 0 | 6 | 0 | 0 | 0 | 0 | 0
2023 | LA | 17565 | South Louisiana Elec Coop Assn | MISO | DC | 1.218 | 0.041 | . | . | 1.259 | 159 | 9 | . | . | 168 | . | . | . | . | 0 | . | . | . | . | 0 | . | . | . | . | 0 | . | . | . | . | 0 | . | . | . | . | 0 | . | . | . | . | 0 | . | . | . | . | 0 | . | . | . | . | 0 | . | . | . | . | 0 | . | . | . | . | 0 | . | . | . | . | 0 | . | . | . | . | 0 | . | . | . | . | 0 | . | . | . | . | 0 | . | . | . | . | 0 | . | . | . | . | 0 | . | . | . | . | 0 | 1.218 | 0.041 | 0 | 0 | 1.259 | 159 | 9 | 0 | 0 | 168 | 0 | 0 | 0 | 0 | 0
2023 | LA | 17684 | Southwest Louisiana E M C | MISO | AC | 6.333 | . | . | . | 6.333 | 926 | . | . | . | 926 | 0 | . | . | . | 0 | 0 | . | . | . | 0 | 0 | . | . | . | 0 | 0 | . | . | . | 0 | 0 | . | . | . | 0 | . | . | . | . | 0 | . | . | . | . | 0 | . | . | . | . | 0 | . | . | . | . | 0 | . | . | . | . | 0 | . | . | . | . | 0 | 0.001 | . | . | . | 0.001 | 1 | . | . | . | 1 | 0 | . | . | . | 0 | 0 | . | . | . | 0 | 0 | . | . | . | 0 | 0 | . | . | . | 0 | 6.334 | 0 | 0 | 0 | 6.334 | 927 | 0 | 0 | 0 | 927 | 0 | 0 | 0 | 0 | 0
2023 | LA | 17698 | Southwestern Electric Power Co | SWPP | AC | 7.824 | 1.591 | 0.006 | . | 9.421 | 1386 | 103 | 1 | . | 1490 | 2646.412 | 98.032 | 13.469 | . | 2757.913 | . | . | . | . | 0 | . | . | . | . | 0 | . | . | . | . | 0 | . | . | . | . | 0 | 0.01 | . | . | . | 0.01 | 1 | . | . | . | 1 | 0.148 | . | . | . | 0.148 | . | . | . | . | 0 | . | . | . | . | 0 | . | . | . | . | 0 | . | . | . | . | 0 | . | . | . | . | 0 | . | . | . | . | 0 | . | . | . | . | 0 | . | . | . | . | 0 | . | . | . | . | 0 | 7.824 | 1.591 | 0.006 | 0 | 9.421 | 1386 | 103 | 1 | 0 | 1490 | 2646.412 | 98.032 | 13.469 | 0 | 2757.913
2023 | LA | 21567 | Washington-St Tammany E C, Inc | MISO | AC | 3.911 | 0.207 | . | . | 4.118 | 656 | 9 | . | . | 665 | . | . | . | . | 0 | . | . | . | . | 0 | . | . | . | . | 0 | . | . | . | . | 0 | . | . | . | . | 0 | . | . | . | . | 0 | . | . | . | . | 0 | . | . | . | . | 0 | . | . | . | . | 0 | . | . | . | . | 0 | . | . | . | . | 0 | . | . | . | . | 0 | . | . | . | . | 0 | . | . | . | . | 0 | . | . | . | . | 0 | . | . | . | . | 0 | . | . | . | . | 0 | 3.911 | 0.207 | 0 | 0 | 4.118 | 656 | 9 | 0 | 0 | 665 | 0 | 0 | 0 | 0 | 0
2023 | LA | 99999 | State Adjustment | MISO |  | -24.257 | -1.784 | -0.017 | . | -26.057 | . | . | . | . | . | . | . | . | . | . | . | . | . | . | . | . | . | . | . | . | . | . | . | . | . | . | . | . | . | . | . | . | . | . | . | . | . | . | . | . | . | . | . | . | . | . | . | . | . | . | . | . | . | . | . | . | . | . | . | . | . | . | . | . | . | . | . | . | . | . | . | . | . | . | . | . | . | . | . | . | . | . | . | . | . | . | . | . | . | . | -24.257 | -1.784 | -0.017 | . | -26.057 | . | . | . | . | . | . | . | . | . | .
2023 | LA | 99999 | State Adjustment | SWPP |  | -0.12 | . | . | . | -0.12 | . | . | . | . | . | . | . | . | . | . | . | . | . | . | . | . | . | . | . | . | . | . | . | . | . | . | . | . | . | . | . | . | . | . | . | . | . | . | . | . | . | . | . | . | . | . | . | . | . | . | . | . | . | . | . | . | . | . | . | . | . | . | . | . | . | . | . | . | . | . | . | . | . | . | . | . | . | . | . | . | . | . | . | . | . | . | . | . | . | . | -0.12 | . | . | . | -0.12 | . | . | . | . | . | . | . | . | . | .
2023 | MA | 2144 | Town of Braintree - (MA) | ISNE | DC | 0.297 | 1.068 | . | . | 1.365 | 37 | 9 | . | . | 46 | . | . | . | . | 0 | . | . | . | . | 0 | . | . | . | . | 0 | . | . | . | . | 0 | . | . | . | . | 0 | 0.007 | . | . | . | 0.007 | 1 | . | . | . | 1 | . | . | . | . | 0 | . | . | . | . | 0 | . | . | . | . | 0 | . | . | . | . | 0 | . | . | . | . | 0 | . | . | . | . | 0 | . | . | . | . | 0 | 0.003 | . | . | . | 0.003 | 2 | . | . | . | 2 | . | . | . | . | 0 | 0.3 | 1.068 | 0 | 0 | 1.368 | 39 | 9 | 0 | 0 | 48 | 0 | 0 | 0 | 0 | 0
2023 | MA | 3477 | City of Chicopee - (MA) | ISNE | AC | 0.264 | 0.668 | 0.75 | . | 1.682 | 39 | 8 | 1 | . | 48 | . | . | . | . | 0 | . | . | . | . | 0 | . | . | . | . | 0 | . | . | . | . | 0 | . | . | . | . | 0 | 0.021 | . | . | . | 0.021 | 1 | . | . | . | 1 | 0.021 | . | . | . | 0.021 | . | . | . | . | 0 | . | . | . | . | 0 | . | . | . | . | 0 | . | . | . | . | 0 | . | . | . | . | 0 | . | . | . | . | 0 | . | . | . | . | 0 | . | . | . | . | 0 | . | . | . | . | 0 | 0.264 | 0.668 | 0.75 | 0 | 1.682 | 39 | 8 | 1 | 0 | 48 | 0 | 0 | 0 | 0 | 0
2023 | MA | 5480 | Town of Danvers | ISNE | AC | 0.45 | 0.225 | 1.531 | . | 2.206 | 62 | 2 | 4 | . | 68 | . | . | . | . | 0 | . | . | . | . | 0 | . | . | . | . | 0 | . | . | . | . | 0 | . | . | . | . | 0 | . | . | . | . | 0 | . | . | . | . | 0 | . | . | . | . | 0 | . | . | . | . | 0 | . | . | . | . | 0 | . | . | . | . | 0 | . | . | . | . | 0 | . | . | . | . | 0 | . | . | . | . | 0 | . | . | . | . | 0 | . | . | . | . | 0 | . | . | . | . | 0 | 0.45 | 0.225 | 1.531 | 0 | 2.206 | 62 | 2 | 4 | 0 | 68 | 0 | 0 | 0 | 0 | 0
2023 | MA | 6374 | Fitchburg Gas & Elec Light Co | ISNE | AC | 19.635 | 2.129 | 0.991 | . | 22.755 | 2940 | 36 | 5 | . | 2981 | 2925.487 | 335.421 | . | . | 3260.908 | . | 5.35 | . | . | 5.35 | . | 3 | . | . | 3 | 0.4 | 5.705 | . | . | 6.105 | 45 | 30 | . | . | 75 | 0.121 | . | . | . | 0.121 | 18 | . | . | . | 18 | 0.22 | . | . | . | 0.22 | . | . | . | . | 0 | . | . | . | . | 0 | . | . | . | . | 0 | . | . | . | . | 0 | . | . | . | . | 0 | . | . | . | . | 0 | 0.002 | . | . | . | 0.002 | 2 | . | . | . | 2 | . | . | . | . | 0 | 20.037 | 13.184 | 0.991 | 0 | 34.212 | 2987 | 69 | 5 | 0 | 3061 | 2925.487 | 335.421 | 0 | 0 | 3260.908
2023 | MA | 8774 | City of Holyoke - (MA) | ISNE | DC | 0.088 | 0.021 | . | . | 0.109 | 12 | 3 | . | . | 15 | . | . | . | . | 0 | . | . | . | . | 0 | . | . | . | . | 0 | . | . | . | . | 0 | . | . | . | . | 0 | . | . | . | . | 0 | . | . | . | . | 0 | . | . | . | . | 0 | . | . | . | . | 0 | . | . | . | . | 0 | . | . | . | . | 0 | . | . | . | . | 0 | . | . | . | . | 0 | . | . | . | . | 0 | . | . | . | . | 0 | . | . | . | . | 0 | . | . | . | . | 0 | 0.088 | 0.021 | 0 | 0 | 0.109 | 12 | 3 | 0 | 0 | 15 | 0 | 0 | 0 | 0 | 0
2023 | MA | 11085 | Town of Littleton - (MA) | ISNE | AC | 0.705 | 0.493 | 0 | . | 1.198 | 105 | 5 | 0 | . | 110 | . | . | . | . | 0 | . | . | . | . | 0 | . | . | . | . | 0 | . | . | . | . | 0 | . | . | . | . | 0 | . | . | . | . | 0 | . | . | . | . | 0 | . | . | . | . | 0 | . | . | . | . | 0 | . | . | . | . | 0 | . | . | . | . | 0 | . | . | . | . | 0 | . | . | . | . | 0 | . | . | . | . | 0 | . | . | . | . | 0 | . | . | . | . | 0 | . | . | . | . | 0 | 0.705 | 0.493 | 0 | 0 | 1.198 | 105 | 5 | 0 | 0 | 110 | 0 | 0 | 0 | 0 | 0
2023 | MA | 11586 | Town of Mansfield - (MA) | ISNE | AC | 0.328 | . | 1.832 | . | 2.16 | 44 | . | 6 | . | 50 | . | . | . | . | 0 | . | . | . | . | 0 | . | . | . | . | 0 | . | . | . | . | 0 | . | . | . | . | 0 | . | . | . | . | 0 | . | . | . | . | 0 | . | . | . | . | 0 | . | . | . | . | 0 | . | . | . | . | 0 | . | . | . | . | 0 | . | . | . | . | 0 | . | . | . | . | 0 | . | . | . | . | 0 | . | . | . | . | 0 | . | . | . | . | 0 | . | . | . | . | 0 | 0.328 | 0 | 1.832 | 0 | 2.16 | 44 | 0 | 6 | 0 | 50 | 0 | 0 | 0 | 0 | 0
2023 | MA | 11804 | Massachusetts Electric Co | ISNE | AC | 597.401 | 691.572 | 0.107 | . | 1289.08 | 90765 | 2437 | 7 | . | 93209 | . | . | . | . | 0 | . | . | . | . | 0 | . | . | . | . | 0 | . | . | . | . | 0 | . | . | . | . | 0 | 0.472 | . | . | . | 0.472 | 67 | . | . | . | 67 | . | . | . | . | 0 | . | . | . | . | 0 | . | . | . | . | 0 | . | . | . | . | 0 | 0.194 | 21.187 | . | . | 21.381 | 29 | 23 | . | . | 52 | . | . | . | . | 0 | 0.169 | 4.525 | . | . | 4.694 | 66 | 25 | . | . | 91 | . | . | . | . | 0 | 597.764 | 717.284 | 0.107 | 0 | 1315.155 | 90860 | 2485 | 7 | 0 | 93352 | 0 | 0 | 0 | 0 | 0
2023 | MA | 12473 | Town of Middleborough - (MA) | ISNE | AC | 0.839 | 0.06 | . | . | 0.899 | 103 | 6 | . | . | 109 | 45.015 | . | . | . | 45.015 | . | . | . | . | 0 | . | . | . | . | 0 | . | . | . | . | 0 | . | . | . | . | 0 | . | . | . | . | 0 | . | . | . | . | 0 | . | . | . | . | 0 | . | . | . | . | 0 | . | . | . | . | 0 | . | . | . | . | 0 | . | . | . | . | 0 | . | . | . | . | 0 | . | . | . | . | 0 | . | . | . | . | 0 | . | . | . | . | 0 | . | . | . | . | 0 | 0.839 | 0.06 | 0 | 0 | 0.899 | 103 | 6 | 0 | 0 | 109 | 45.015 | 0 | 0 | 0 | 45.015
2023 | MA | 13206 | Nantucket Electric Co | ISNE | AC | 2.762 | 1.146 | . | . | 3.908 | 245 | 34 | . | . | 279 | . | . | . | . | 0 | . | . | . | . | 0 | . | . | . | . | 0 | . | . | . | . | 0 | . | . | . | . | 0 | . | . | . | . | 0 | . | . | . | . | 0 | . | . | . | . | 0 | . | . | . | . | 0 | . | . | . | . | 0 | . | . | . | . | 0 | 0.001 | 0.4 | . | . | 0.401 | 1 | 2 | . | . | 3 | . | . | . | . | 0 | . | . | . | . | 0 | . | . | . | . | 0 | . | . | . | . | 0 | 2.763 | 1.546 | 0 | 0 | 4.309 | 246 | 36 | 0 | 0 | 282 | 0 | 0 | 0 | 0 | 0
2023 | MA | 13679 | Town of North Attleborough - (MA) | ISNE | AC | 0.246 | 0.317 | 0.675 | . | 1.238 | 36 | 2 | 4 | . | 42 | . | . | . | . | 0 | . | . | . | . | 0 | . | . | . | . | 0 | . | . | . | . | 0 | . | . | . | . | 0 | 0.122 | . | . | . | 0.122 | 6 | . | . | . | 6 | . | . | . | . | 0 | . | . | . | . | 0 | . | . | . | . | 0 | . | . | . | . | 0 | . | . | . | . | 0 | . | . | . | . | 0 | . | . | . | . | 0 | . | . | . | . | 0 | . | . | . | . | 0 | . | . | . | . | 0 | 0.246 | 0.317 | 0.675 | 0 | 1.238 | 36 | 2 | 4 | 0 | 42 | 0 | 0 | 0 | 0 | 0
2023 | MA | 14605 | City of Peabody - (MA) | ISNE | AC | 0.27 | 0.27 | . | . | 0.54 | 42 | 5 | . | . | 47 | . | . | . | . | 0 | . | . | . | . | 0 | . | . | . | . | 0 | . | . | . | . | 0 | . | . | . | . | 0 | . | . | . | . | 0 | . | . | . | . | 0 | . | . | . | . | 0 | . | . | . | . | 0 | . | . | . | . | 0 | . | . | . | . | 0 | . | . | . | . | 0 | . | . | . | . | 0 | . | . | . | . | 0 | . | . | . | . | 0 | . | . | . | . | 0 | . | . | . | . | 0 | 0.27 | 0.27 | 0 | 0 | 0.54 | 42 | 5 | 0 | 0 | 47 | 0 | 0 | 0 | 0 | 0
2023 | MA | 15748 | Town of Reading - (MA) | ISNE | AC | 2.064 | 2.529 | . | . | 4.593 | 263 | 22 | . | . | 285 | 1093.043 | 475.821 | . | . | 1568.864 | . | . | . | . | 0 | . | . | . | . | 0 | . | . | . | . | 0 | . | . | . | . | 0 | 0.205 | . | . | . | 0.205 | 20 | . | . | . | 20 | 0.41 | . | . | . | 0.41 | 0 | . | . | . | 0 | . | . | . | . | 0 | . | . | . | . | 0 | . | . | . | . | 0 | . | . | . | . | 0 | . | . | . | . | 0 | . | . | . | . | 0 | . | . | . | . | 0 | . | . | . | . | 0 | 2.064 | 2.529 | 0 | 0 | 4.593 | 263 | 22 | 0 | 0 | 285 | 1093.043 | 475.821 | 0 | 0 | 1568.864
2023 | MA | 17127 | Town of Shrewsbury - (MA) | ISNE | AC | 1.388 | 0.157 | . | . | 1.545 | 162 | 4 | . | . | 166 | . | . | . | . | 0 | 0 | 0 | . | . | 0 | 0 | 0 | . | . | 0 | 0 | 0 | . | . | 0 | 0 | 0 | . | . | 0 | 0.076 | 0 | . | . | 0.076 | 10 | 0 | . | . | 10 | 0.139 | 0 | . | . | 0.139 | 0 | 0 | . | . | 0 | 0 | 0 | . | . | 0 | 0 | 0 | . | . | 0 | 0 | 0 | . | . | 0 | 0 | 0 | . | . | 0 | . | . | . | . | 0 | 0 | 0 | . | . | 0 | 0 | 0 | . | . | 0 | . | . | . | . | 0 | 1.388 | 0.157 | 0 | 0 | 1.545 | 162 | 4 | 0 | 0 | 166 | 0 | 0 | 0 | 0 | 0
2023 | MA | 18087 | Town of Sterling - (MA) | ISNE | AC | 0.285 | 0.075 | 4 | 0 | 4.36 | 40 | 4 | 3 | 0 | 47 | 0 | 0 | 0 | 0 | 0 | 0 | 0 | 0 | 0 | 0 | 0 | 0 | 0 | 0 | 0 | 0 | 0 | 0 | 0 | 0 | 0 | 0 | 0 | 0 | 0 | 0.01 | 0 | 3 | 0 | 3.01 | 1 | 0 | 2 | 0 | 3 | 0 | 0 | . | 0 | 0 | 0 | 0 | 0 | 0 | 0 | 0 | 0 | 0 | 0 | 0 | 0 | 0 | . | 0 | 0 | 0 | 0 | 0 | 0 | 0 | 0 | 0 | 0 | 0 | 0 | 0 | 0 | 0 | 0 | 0 | 0 | 0 | 0 | 0 | 0 | 0 | 0 | 0 | 0 | 0 | 0 | 0 | 0 | 0 | 0 | 0.285 | 0.075 | 4 | 0 | 4.36 | 40 | 4 | 3 | 0 | 47 | 0 | 0 | 0 | 0 | 0
2023 | MA | 18488 | City of Taunton | ISNE | AC | 3.02 | 4.948 | . | . | 7.968 | 410 | 29 | . | . | 439 | . | . | . | . | 0 | . | . | . | . | 0 | . | . | . | . | 0 | . | . | . | . | 0 | . | . | . | . | 0 | . | . | . | . | 0 | . | . | . | . | 0 | . | . | . | . | 0 | . | . | . | . | 0 | . | . | . | . | 0 | . | . | . | . | 0 | . | . | . | . | 0 | . | . | . | . | 0 | . | . | . | . | 0 | . | . | . | . | 0 | . | . | . | . | 0 | . | . | . | . | 0 | 3.02 | 4.948 | 0 | 0 | 7.968 | 410 | 29 | 0 | 0 | 439 | 0 | 0 | 0 | 0 | 0
2023 | MA | 20310 | Town of Wellesley - (MA) | ISNE | AC | 1.054 | 1.013 | . | . | 2.067 | 149 | 15 | . | . | 164 | . | . | . | . | 0 | . | . | . | . | 0 | . | . | . | . | 0 | . | . | . | . | 0 | . | . | . | . | 0 | . | . | . | . | 0 | . | . | . | . | 0 | . | . | . | . | 0 | . | . | . | . | 0 | . | . | . | . | 0 | . | . | . | . | 0 | . | . | . | . | 0 | . | . | . | . | 0 | . | . | . | . | 0 | . | . | . | . | 0 | . | . | . | . | 0 | . | . | . | . | 0 | 1.054 | 1.013 | 0 | 0 | 2.067 | 149 | 15 | 0 | 0 | 164 | 0 | 0 | 0 | 0 | 0
2023 | MA | 54913 | NSTAR Electric Company | ISNE | AC | 519.665 | 701.82 | 71.945 | . | 1293.43 | 63834 | 1715 | 182 | . | 65731 | 12109.138 | . | 515.029 | . | 12624.167 | . | . | . | . | 0 | . | . | . | . | 0 | . | . | . | . | 0 | . | . | . | . | 0 | 18.748 | 118.565 | 1.15 | . | 138.463 | 1697 | 93 | 5 | . | 1795 | . | . | . | . | 0 | 1.581 | . | . | . | 1.581 | 202 | . | . | . | 202 | . | . | . | . | 0 | 0.556 | 32.341 | 4.16 | . | 37.057 | 82 | 26 | 3 | . | 111 | 3.373 | 4012.165 | . | . | 4015.538 | 0.874 | 4.297 | 76.965 | . | 82.136 | 3 | 9 | 188 | . | 200 | . | . | 515.029 | . | 515.029 | 521.095 | 738.458 | 153.07 | 0 | 1412.623 | 63919 | 1750 | 373 | 0 | 66042 | 12112.511 | 4012.165 | 1030.058 | 0 | 17154.734
2023 | MA | 99999 | State Adjustment | ISNE |  | 7.634 | 2.12 | 2.525 | . | 12.279 | . | . | . | . | . | . | . | . | . | . | . | . | . | . | . | . | . | . | . | . | . | . | . | . | . | . | . | . | . | . | . | . | . | . | . | . | . | . | . | . | . | . | . | . | . | . | . | . | . | . | . | . | . | . | . | . | . | . | . | . | . | . | . | . | . | . | . | . | . | . | . | . | . | . | . | . | . | . | . | . | . | . | . | . | . | . | . | . | . | . | 7.634 | 2.12 | 2.525 | . | 12.279 | . | . | . | . | . | . | . | . | . | .
2023 | MD | 1167 | Baltimore Gas & Electric Co | PJM | AC | 343.337 | 82.558 | 0 | 0 | 425.895 | 44240 | 925 | 0 | 0 | 45165 | . | . | . | . | 0 | 0 | 124.268 | 0 | 0 | 124.268 | 0 | 799 | 0 | 0 | 799 | 0 | 24.134 | 0 | 0 | 24.134 | 0 | 756 | 0 | 0 | 756 | . | . | . | . | 0 | . | . | . | . | 0 | . | . | . | . | 0 | . | . | . | . | 0 | . | . | . | . | 0 | . | . | . | . | 0 | 0.079 | 0.022 | 0 | 0 | 0.101 | 22 | 5 | 0 | 0 | 27 | . | . | . | . | 0 | . | . | . | . | 0 | . | . | . | . | 0 | . | . | . | . | 0 | 343.416 | 230.982 | 0 | 0 | 574.398 | 44262 | 2485 | 0 | 0 | 46747 | 0 | 0 | 0 | 0 | 0
2023 | MD | 3503 | Choptank Electric Cooperative, Inc | PJM | AC | 14.505 | 3.904 | 1.5 | . | 19.909 | 1346 | 53 | 1 | . | 1400 | . | . | . | . | 0 | 0 | 0 | 2 | . | 2 | 0 | 0 | 2 | . | 2 | 0.793 | 8.275 | 0.3 | . | 9.368 | 27 | 37 | 1 | . | 65 | . | . | . | . | 0 | . | . | . | . | 0 | . | . | . | . | 0 | . | . | . | . | 0 | . | . | . | . | 0 | . | . | . | . | 0 | 0.053 | 0 | 0.3 | . | 0.353 | 10 | 0 | 1 | . | 11 | . | . | . | . | 0 | 0 | 0.03 | 0 | . | 0.03 | 0 | 1 | 0 | . | 1 | . | . | . | . | 0 | 15.351 | 12.209 | 4.1 | 0 | 31.66 | 1383 | 91 | 5 | 0 | 1479 | 0 | 0 | 0 | 0 | 0
2023 | MD | 5027 | Delmarva Power | PJM | AC | 58.895 | 35.962 | 2.765 | 0 | 97.622 | 6243 | 234 | 3 | 0 | 6480 | . | . | . | . | 0 | . | . | . | . | 0 | . | . | . | . | 0 | . | . | . | . | 0 | . | . | . | . | 0 | . | . | . | . | 0 | . | . | . | . | 0 | . | . | . | . | 0 | . | . | . | . | 0 | . | . | . | . | 0 | . | . | . | . | 0 | 0.103 | 0.812 | 0 | 0 | 0.915 | 18 | 4 | 0 | 0 | 22 | . | . | . | . | 0 | . | . | . | . | 0 | . | . | . | . | 0 | . | . | . | . | 0 | 58.998 | 36.774 | 2.765 | 0 | 98.537 | 6261 | 238 | 3 | 0 | 6502 | 0 | 0 | 0 | 0 | 0
2023 | MD | 5625 | Easton Utilities Comm | PJM | AC | 0.27 | 3.117 | . | . | 3.387 | 42 | 18 | . | . | 60 | . | . | . | . | 0 | . | . | . | . | 0 | . | . | . | . | 0 | . | . | . | . | 0 | . | . | . | . | 0 | . | . | . | . | 0 | . | . | . | . | 0 | . | . | . | . | 0 | . | . | . | . | 0 | . | . | . | . | 0 | . | . | . | . | 0 | . | . | . | . | 0 | . | . | . | . | 0 | . | . | . | . | 0 | . | . | . | . | 0 | . | . | . | . | 0 | . | . | . | . | 0 | 0.27 | 3.117 | 0 | 0 | 3.387 | 42 | 18 | 0 | 0 | 60 | 0 | 0 | 0 | 0 | 0
2023 | MD | 7908 | Hagerstown Light Department | PJM | DC | 0.178 | 0.169 | 0 | 0 | 0.347 | 22 | 3 | 0 | 0 | 25 | . | . | . | . | 0 | . | . | . | . | 0 | . | . | . | . | 0 | . | . | . | . | 0 | . | . | . | . | 0 | . | . | . | . | 0 | . | . | . | . | 0 | . | . | . | . | 0 | . | . | . | . | 0 | . | . | . | . | 0 | . | . | . | . | 0 | . | . | . | . | 0 | . | . | . | . | 0 | . | . | . | . | 0 | . | . | . | . | 0 | . | . | . | . | 0 | . | . | . | . | 0 | 0.178 | 0.169 | 0 | 0 | 0.347 | 22 | 3 | 0 | 0 | 25 | 0 | 0 | 0 | 0 | 0
2023 | MD | 15263 | The Potomac Edison Company | PJM | AC | 70.754 | 34.479 | 15.311 | 0 | 120.544 | 7662 | 163 | 13 | 0 | 7838 | 0 | 0 | 0 | 0 | 0 | 0 | 0 | 0 | 0 | 0 | 0 | 0 | 0 | 0 | 0 | 0.249 | 3.203 | 0 | 0 | 3.452 | 8 | 14 | 0 | 0 | 22 | 4.673 | 0.02 | 0 | 0 | 4.693 | 293 | 1 | 0 | 0 | 294 | 0 | 0 | 0 | 0 | 0 | 0 | 0 | 0 | 0 | 0 | 0 | 0 | 0 | 0 | 0 | 0 | 0 | 0 | 0 | 0 | 0.095 | 0.023 | 0 | 0 | 0.118 | 28 | 6 | 0 | 0 | 34 | 0 | 0 | 0 | 0 | 0 | 0 | 0 | 0 | 0 | 0 | 0 | 0 | 0 | 0 | 0 | 0 | 0 | 0 | 0 | 0 | 71.098 | 37.705 | 15.311 | 0 | 124.114 | 7698 | 183 | 13 | 0 | 7894 | 0 | 0 | 0 | 0 | 0
2023 | MD | 15270 | Potomac Electric Power Co | PJM | AC | 260.48 | 61.311 | . | . | 321.791 | 32043 | 378 | . | . | 32421 | . | . | . | . | 0 | . | . | . | . | 0 | . | . | . | . | 0 | . | . | . | . | 0 | . | . | . | . | 0 | . | . | . | . | 0 | . | . | . | . | 0 | . | . | . | . | 0 | . | . | . | . | 0 | . | . | . | . | 0 | . | . | . | . | 0 | 0.016 | 0.002 | . | . | 0.018 | 1 | 1 | . | . | 2 | . | . | . | . | 0 | . | . | . | . | 0 | . | . | . | . | 0 | . | . | . | . | 0 | 260.496 | 61.313 | 0 | 0 | 321.809 | 32044 | 379 | 0 | 0 | 32423 | 0 | 0 | 0 | 0 | 0
2023 | MD | 17637 | Southern Maryland Elec Coop Inc | PJM | AC | 77.231 | 4.851 | 0 | 0 | 82.082 | 8469 | 66 | 0 | 0 | 8535 | 46929.023 | 2021.219 | 0 | 0 | 48950.242 | . | . | . | . | 0 | . | . | . | . | 0 | . | . | . | . | 0 | . | . | . | . | 0 | 1.034 | 0 | 0 | 0 | 1.034 | 144 | 0 | 0 | 0 | 144 | 2.428 | 0 | 0 | 0 | 2.428 | . | . | . | . | 0 | . | . | . | . | 0 | . | . | . | . | 0 | 0.02 | 0.016 | 0 | 0 | 0.036 | 3 | 3 | 0 | 0 | 6 | 12.599 | 2.4 | 0 | 0 | 14.999 | 0 | 0.32 | 0 | 0 | 0.32 | 0 | 1 | 0 | 0 | 1 | . | . | . | . | 0 | 77.251 | 5.187 | 0 | 0 | 82.438 | 8472 | 70 | 0 | 0 | 8542 | 46941.622 | 2023.619 | 0 | 0 | 48965.241
2023 | MD | 99999 | State Adjustment | PJM |  | 0.363 | 0.123 | 0 | . | 0.485 | . | . | . | . | . | . | . | . | . | . | . | . | . | . | . | . | . | . | . | . | . | . | . | . | . | . | . | . | . | . | . | . | . | . | . | . | . | . | . | . | . | . | . | . | . | . | . | . | . | . | . | . | . | . | . | . | . | . | . | . | . | . | . | . | . | . | . | . | . | . | . | . | . | . | . | . | . | . | . | . | . | . | . | . | . | . | . | . | . | . | 0.363 | 0.123 | 0 | . | 0.485 | . | . | . | . | . | . | . | . | . | .
2023 | ME | 1179 | Versant Power | ISNE | AC | 10.334 | 27.515 | 0.026 | 0 | 37.875 | 1456 | 213 | 1 | 0 | 1670 | . | . | . | . | 0 | 0 | 37.509 | 0 | 0 | 37.509 | 0 | 3204 | 0 | 0 | 3204 | 0.445 | 0.931 | 0 | 0 | 1.376 | 92 | 98 | 0 | 0 | 190 | 0.124 | 0 | 0 | 0 | 0.124 | 10 | 0 | 0 | 0 | 10 | 0.204 | 0 | 0 | 0 | 0.204 | 0 | 0 | 0 | 0 | 0 | 0 | 0 | 0 | 0 | 0 | 0 | 0 | 0 | 0 | 0 | 0.336 | 0.182 | 0.6 | 0 | 1.118 | 95 | 17 | 1 | 0 | 113 | . | . | . | . | 0 | 0 | 4.355 | 1.92 | 0 | 6.275 | 0 | 7 | 1 | 0 | 8 | . | . | . | . | 0 | 11.115 | 70.492 | 2.546 | 0 | 84.153 | 1643 | 3539 | 3 | 0 | 5185 | 0 | 0 | 0 | 0 | 0
2023 | ME | 3266 | Central Maine Power Co | ISNE | AC | 73.01 | 436.866 | 0 | 0 | 509.876 | 9040 | 891 | 0 | 0 | 9931 | 50530.37 | 500374.6 | 0 | 0 | 550904.97 | 0 | 373.082 | 0 | 0 | 373.082 | 0 | 33609 | 0 | 0 | 33609 | 0 | 10.443 | 0 | 0 | 10.443 | 0 | 986 | 0 | 0 | 986 | 0 | 0 | 0 | 0 | 0 | 0 | 0 | 0 | 0 | 0 | 0 | 0 | 0 | 0 | 0 | 0 | 0 | 0 | 0 | 0 | 0 | 0 | 0 | 0 | 0 | 0 | 0 | 0 | 0 | 0 | 0.522 | 4.831 | 0 | 0 | 5.353 | 193 | 34 | 0 | 0 | 227 | 74.825 | 10551.977 | 0 | 0 | 10626.802 | 0.136 | 27.668 | 0 | 0 | 27.804 | 4 | 32 | 0 | 0 | 36 | 9.013 | 87784.86 | 0 | 0 | 87793.873 | 73.668 | 852.89 | 0 | 0 | 926.558 | 9237 | 35552 | 0 | 0 | 44789 | 50614.208 | 598711.44 | 0 | 0 | 649325.65
2023 | ME | 5609 | Eastern Maine Electric Coop | NBSO | AC | 0.166 | 0.105 | . | . | 0.271 | 23 | 3 | . | . | 26 | . | . | . | . | 0 | . | . | . | . | 0 | . | . | . | . | 0 | . | . | . | . | 0 | . | . | . | . | 0 | . | . | . | . | 0 | . | . | . | . | 0 | . | . | . | . | 0 | . | . | . | . | 0 | . | . | . | . | 0 | . | . | . | . | 0 | 0.048 | . | . | . | 0.048 | 8 | . | . | . | 8 | . | . | . | . | 0 | . | . | . | . | 0 | . | . | . | . | 0 | . | . | . | . | 0 | 0.214 | 0.105 | 0 | 0 | 0.319 | 31 | 3 | 0 | 0 | 34 | 0 | 0 | 0 | 0 | 0
2023 | ME | 99999 | State Adjustment | ISNE |  | 0.446 | 0.054 | . | . | 0.5 | . | . | . | . | . | . | . | . | . | . | . | . | . | . | . | . | . | . | . | . | . | . | . | . | . | . | . | . | . | . | . | . | . | . | . | . | . | . | . | . | . | . | . | . | . | . | . | . | . | . | . | . | . | . | . | . | . | . | . | . | . | . | . | . | . | . | . | . | . | . | . | . | . | . | . | . | . | . | . | . | . | . | . | . | . | . | . | . | . | . | 0.446 | 0.054 | . | . | 0.5 | . | . | . | . | . | . | . | . | . | .
2023 | MI | 305 | Alger-Delta Coop Electric Assn | MISO | DC | 0.364 | 0.03 | 0 | 0 | 0.394 | 56 | 3 | 0 | 0 | 59 | 0 | 0 | 0 | 0 | 0 | 0 | 0 | 0 | 0 | 0 | 0 | 0 | 0 | 0 | 0 | 0 | 0 | 0 | 0 | 0 | 0 | 0 | 0 | 0 | 0 | . | . | . | . | 0 | . | . | . | . | 0 | . | . | . | . | 0 | . | . | . | . | 0 | . | . | . | . | 0 | . | . | . | . | 0 | 0.109 | 0.002 | 0 | 0 | 0.111 | 5 | 1 | 0 | 0 | 6 | 0 | 0 | 0 | 0 | 0 | 0.003 | 0 | 0 | 0 | 0.003 | 1 | 0 | 0 | 0 | 1 | 0 | 0 | 0 | 0 | 0 | 0.476 | 0.032 | 0 | 0 | 0.508 | 62 | 4 | 0 | 0 | 66 | 0 | 0 | 0 | 0 | 0
2023 | MI | 392 | Alpena Power Co | MISO | AC | 0.091 | 0.017 | . | . | 0.108 | 10 | 2 | . | . | 12 | . | . | . | . | 0 | . | . | . | . | 0 | . | . | . | . | 0 | . | . | . | . | 0 | . | . | . | . | 0 | . | . | . | . | 0 | . | . | . | . | 0 | . | . | . | . | 0 | . | . | . | . | 0 | . | . | . | . | 0 | . | . | . | . | 0 | 0.038 | . | . | . | 0.038 | 15 | . | . | . | 15 | . | . | . | . | 0 | . | . | . | . | 0 | . | . | . | . | 0 | . | . | . | . | 0 | 0.129 | 0.017 | 0 | 0 | 0.146 | 25 | 2 | 0 | 0 | 27 | 0 | 0 | 0 | 0 | 0
2023 | MI | 1196 | Village of Baraga - (MI) | MISO | DC | 0 | 0.093 | 0 | 0 | 0.093 | 0 | 2 | 0 | 0 | 2 | 0 | 0 | 0 | 0 | 0 | 0 | 0 | 0 | 0 | 0 | 0 | 0 | 0 | 0 | 0 | 0 | 0 | 0 | 0 | 0 | 0 | 0 | 0 | 0 | 0 | . | . | . | . | 0 | . | . | . | . | 0 | . | . | . | . | 0 | . | . | . | . | 0 | . | . | . | . | 0 | . | . | . | . | 0 | 0 | 0 | 0 | 0 | 0 | 0 | 0 | 0 | 0 | 0 | 0 | 0 | 0 | 0 | 0 | 0 | 0 | 0 | 0 | 0 | 0 | 0 | 0 | 0 | 0 | 0 | 0 | 0 | 0 | 0 | 0 | 0.093 | 0 | 0 | 0.093 | 0 | 2 | 0 | 0 | 2 | 0 | 0 | 0 | 0 | 0
2023 | MI | 1366 | City of Bay City - (MI) | MISO | AC | 0.07 | 0.025 | . | . | 0.095 | 19 | 1 | . | . | 20 | . | . | . | . | 0 | . | . | . | . | 0 | . | . | . | . | 0 | . | . | . | . | 0 | . | . | . | . | 0 | . | . | . | . | 0 | . | . | . | . | 0 | . | . | . | . | 0 | . | . | . | . | 0 | . | . | . | . | 0 | . | . | . | . | 0 | . | . | . | . | 0 | . | . | . | . | 0 | . | . | . | . | 0 | . | . | . | . | 0 | . | . | . | . | 0 | . | . | . | . | 0 | 0.07 | 0.025 | 0 | 0 | 0.095 | 19 | 1 | 0 | 0 | 20 | 0 | 0 | 0 | 0 | 0
2023 | MI | 3436 | Cherryland Electric Coop Inc | MISO | AC | 1.154 | 0.113 | . | . | 1.267 | 148 | 14 | . | . | 162 | 676.2 | 38.71 | . | . | 714.91 | . | . | . | . | 0 | . | . | . | . | 0 | . | . | . | . | 0 | . | . | . | . | 0 | 0.413 | . | . | . | 0.413 | 41 | . | . | . | 41 | . | . | . | . | 0 | . | . | . | . | 0 | . | . | . | . | 0 | . | . | . | . | 0 | 0.027 | 0.014 | . | . | 0.041 | 14 | 2 | . | . | 16 | 0.826 | 0 | . | . | 0.826 | . | . | . | . | 0 | . | . | . | . | 0 | . | . | . | . | 0 | 1.181 | 0.127 | 0 | 0 | 1.308 | 162 | 16 | 0 | 0 | 178 | 677.026 | 38.71 | 0 | 0 | 715.736
2023 | MI | 3828 | Cloverland Electric Co-op | MISO | AC | 0.201 | 0.214 | 0 | 0 | 0.415 | 31 | 9 | 0 | 0 | 40 | 123.53 | 42.819 | 0 | 0 | 166.349 | . | . | . | . | 0 | . | . | . | . | 0 | . | . | . | . | 0 | . | . | . | . | 0 | . | . | . | . | 0 | . | . | . | . | 0 | . | . | . | . | 0 | . | . | . | . | 0 | . | . | . | . | 0 | . | . | . | . | 0 | 0.05 | 0.011 | 0 | 0 | 0.061 | 15 | 3 | 0 | 0 | 18 | 4.562 | 0 | 0 | 0 | 4.562 | 0 | 0.208 | 0 | 0 | 0.208 | 0 | 1 | 0 | 0 | 1 | 0 | 9.028 | 0 | 0 | 9.028 | 0.251 | 0.433 | 0 | 0 | 0.684 | 46 | 13 | 0 | 0 | 59 | 128.092 | 51.847 | 0 | 0 | 179.939
2023 | MI | 4254 | Consumers Energy Co - (MI) | MISO | DC | 76.426 | 31.899 | 0.312 | . | 108.637 | 9623 | 637 | 7 | . | 10267 | 1190 | . | . | . | 1190 | . | 1 | . | . | 1 | . | 1 | . | . | 1 | 2.83 | 0.67 | . | . | 3.5 | 2464 | 28 | . | . | 2492 | 9.686 | 0.241 | . | . | 9.927 | 1390 | 20 | . | . | 1410 | 15.906 | 0.39 | . | . | 16.296 | . | . | . | . | 0 | . | . | . | . | 0 | . | . | . | . | 0 | 0.353 | 0.177 | . | . | 0.53 | 78 | 17 | . | . | 95 | . | . | . | . | 0 | . | . | 0.19 | . | 0.19 | . | . | 1 | . | 1 | . | . | . | . | 0 | 79.609 | 33.746 | 0.502 | 0 | 113.857 | 12165 | 683 | 8 | 0 | 12856 | 1190 | 0 | 0 | 0 | 1190
2023 | MI | 4604 | City of Crystal Falls | MISO | DC | 0.001 | 0.002 | 0 | 0 | 0.003 | 1 | 1 | 0 | 0 | 2 | 0 | 0 | 0 | 0 | 0 | 0 | 0 | 0 | 0 | 0 | 0 | 0 | 0 | 0 | 0 | 0 | 0 | 0 | 0 | 0 | 0 | 0 | 0 | 0 | 0 | . | . | . | . | 0 | . | . | . | . | 0 | . | . | . | . | 0 | . | . | . | . | 0 | . | . | . | . | 0 | . | . | . | . | 0 | 0 | 0 | 0 | 0 | 0 | 0 | 0 | 0 | 0 | 0 | 0 | 0 | 0 | 0 | 0 | 0 | 0 | 0 | 0 | 0 | 0 | 0 | 0 | 0 | 0 | 0 | 0 | 0 | 0 | 0 | 0.001 | 0.002 | 0 | 0 | 0.003 | 1 | 1 | 0 | 0 | 2 | 0 | 0 | 0 | 0 | 0
2023 | MI | 5109 | DTE Electric Company | MISO | AC | 56.946 | 13.354 | 0.694 | 0 | 70.994 | 8692 | 474 | 30 | 0 | 9196 | . | . | . | . | 0 | 0 | 0 | 0 | 0 | 0 | 0 | 0 | 0 | 0 | 0 | . | . | . | . | 0 | . | . | . | . | 0 | . | . | . | . | 0 | . | . | . | . | 0 | . | . | . | . | 0 | . | . | . | . | 0 | . | . | . | . | 0 | . | . | . | . | 0 | 0.101 | 0.202 | . | . | 0.303 | 32 | 29 | . | . | 61 | . | . | . | . | 0 | 0.024 | 0.065 | 0.06 | . | 0.149 | 4 | 3 | 1 | . | 8 | 0 | 0 | 0 | . | 0 | 57.071 | 13.621 | 0.754 | 0 | 71.446 | 8728 | 506 | 31 | 0 | 9265 | 0 | 0 | 0 | 0 | 0
2023 | MI | 7265 | City of Gladstone | MISO | DC | 0.015 | 0.002 | 0 | 0 | 0.017 | 3 | 1 | 0 | 0 | 4 | 0 | 0 | 0 | 0 | 0 | 0 | 0 | 0 | 0 | 0 | 0 | 0 | 0 | 0 | 0 | 0 | 0 | 0 | 0 | 0 | 0 | 0 | 0 | 0 | 0 | . | . | . | . | 0 | . | . | . | . | 0 | . | . | . | . | 0 | . | . | . | . | 0 | . | . | . | . | 0 | . | . | . | . | 0 | 0 | 0 | 0 | 0 | 0 | 0 | 0 | 0 | 0 | 0 | 0 | 0 | 0 | 0 | 0 | 0 | 0 | 0 | 0 | 0 | 0 | 0 | 0 | 0 | 0 | 0 | 0 | 0 | 0 | 0 | 0.015 | 0.002 | 0 | 0 | 0.017 | 3 | 1 | 0 | 0 | 4 | 0 | 0 | 0 | 0 | 0
2023 | MI | 7483 | City of Grand Haven - (MI) | MISO | AC | 0.13 | 0.082 | . | . | 0.212 | 21 | 6 | . | . | 27 | . | . | . | . | 0 | . | . | . | . | 0 | . | . | . | . | 0 | . | . | . | . | 0 | . | . | . | . | 0 | 0.014 | 0.015 | . | . | 0.029 | 4 | 1 | . | . | 5 | 0.036 | 0.03 | . | . | 0.066 | . | . | . | . | 0 | . | . | . | . | 0 | . | . | . | . | 0 | . | 0.011 | . | . | 0.011 | . | 2 | . | . | 2 | . | . | . | . | 0 | . | . | . | . | 0 | . | . | . | . | 0 | . | . | . | . | 0 | 0.13 | 0.093 | 0 | 0 | 0.223 | 21 | 8 | 0 | 0 | 29 | 0 | 0 | 0 | 0 | 0
2023 | MI | 8723 | City of Holland | MISO | AC | 0.132 | 0.72 | . | . | 0.852 | 27 | 8 | . | . | 35 | . | . | . | . | 0 | . | . | . | . | 0 | . | . | . | . | 0 | . | . | . | . | 0 | . | . | . | . | 0 | . | . | . | . | 0 | . | . | . | . | 0 | . | . | . | . | 0 | . | . | . | . | 0 | . | . | . | . | 0 | . | . | . | . | 0 | . | 0.001 | . | . | 0.001 | . | 1 | . | . | 1 | . | . | . | . | 0 | . | 0.037 | . | . | 0.037 | . | 3 | . | . | 3 | . | . | . | . | 0 | 0.132 | 0.758 | 0 | 0 | 0.89 | 27 | 12 | 0 | 0 | 39 | 0 | 0 | 0 | 0 | 0
2023 | MI | 9324 | Indiana Michigan Power Co | PJM | AC | 4.015 | 1.107 | 0.158 | 0 | 5.28 | 516 | 43 | 2 | 0 | 561 | 2536.569 | 538.266 | 4.54 | 0 | 3079.375 | 0 | 0 | 0 | 0 | 0 | 0 | 0 | 0 | 0 | 0 | 0 | 0 | 0 | 0 | 0 | 0 | 0 | 0 | 0 | 0 | 0.482 | 0 | 0 | 0 | 0.482 | 102 | 0 | 0 | 0 | 102 | 1.164 | 0 | 0 | 0 | 1.164 | 0 | 0 | 0 | 0 | 0 | 0 | 0 | 0 | 0 | 0 | 0 | 0 | 0 | 0 | 0 | 0.022 | 0.006 | 0.005 | 0 | 0.033 | 6 | 1 | 1 | 0 | 8 | 0 | 0 | 0 | 0 | 0 | 0 | 0 | 0 | 0 | 0 | 0 | 0 | 0 | 0 | 0 | 0 | 0 | 0 | 0 | 0 | 4.037 | 1.113 | 0.163 | 0 | 5.313 | 522 | 44 | 3 | 0 | 569 | 2536.569 | 538.266 | 4.54 | 0 | 3079.375
2023 | MI | 10508 | Village of L'Anse - (MI) | MISO | DC | 0.002 | 0.011 | 0 | 0 | 0.013 | 1 | 1 | 0 | 0 | 2 | 0 | 0 | 0 | 0 | 0 | 0 | 0 | 0 | 0 | 0 | 0 | 0 | 0 | 0 | 0 | 0 | 0 | 0 | 0 | 0 | 0 | 0 | 0 | 0 | 0 | . | . | . | . | 0 | . | . | . | . | 0 | . | . | . | . | 0 | . | . | . | . | 0 | . | . | . | . | 0 | . | . | . | . | 0 | 0 | 0 | 0 | 0 | 0 | 0 | 0 | 0 | 0 | 0 | 0 | 0 | 0 | 0 | 0 | 0 | 0 | 0 | 0 | 0 | 0 | 0 | 0 | 0 | 0 | 0 | 0 | 0 | 0 | 0 | 0.002 | 0.011 | 0 | 0 | 0.013 | 1 | 1 | 0 | 0 | 2 | 0 | 0 | 0 | 0 | 0
2023 | MI | 10704 | City of Lansing - (MI) | MISO | DC | 1.931 | 1.146 | . | . | 3.077 | 303 | 24 | . | . | 327 | . | . | . | . | 0 | . | . | . | . | 0 | . | . | . | . | 0 | . | . | . | . | 0 | . | . | . | . | 0 | . | . | . | . | 0 | . | . | . | . | 0 | . | . | . | . | 0 | . | . | . | . | 0 | . | . | . | . | 0 | . | . | . | . | 0 | . | . | . | . | 0 | . | . | . | . | 0 | . | . | . | . | 0 | . | . | . | . | 0 | . | . | . | . | 0 | . | . | . | . | 0 | 1.931 | 1.146 | 0 | 0 | 3.077 | 303 | 24 | 0 | 0 | 327 | 0 | 0 | 0 | 0 | 0
2023 | MI | 11701 | City of Marquette - (MI) | MISO | AC | 0.393 | 0.18 | . | . | 0.573 | 56 | 12 | . | . | 68 | 116.702 | 34.978 | . | . | 151.68 | . | . | . | . | 0 | . | . | . | . | 0 | 0.118 | 0.036 | . | . | 0.154 | 109 | 7 | . | . | 116 | . | . | . | . | 0 | . | . | . | . | 0 | . | . | . | . | 0 | . | . | . | . | 0 | . | . | . | . | 0 | . | . | . | . | 0 | 0.01 | . | . | . | 0.01 | 1 | . | . | . | 1 | . | . | . | . | 0 | . | 1.05 | . | . | 1.05 | . | 2 | . | . | 2 | . | . | . | . | 0 | 0.521 | 1.266 | 0 | 0 | 1.787 | 166 | 21 | 0 | 0 | 187 | 116.702 | 34.978 | 0 | 0 | 151.68
2023 | MI | 12377 | Midwest Energy Cooperative - (MI) | PJM | AC | 1.781 | . | . | . | 1.781 | 221 | . | . | . | 221 | 999.438 | . | . | . | 999.438 | . | . | . | . | 0 | . | . | . | . | 0 | . | . | . | . | 0 | . | . | . | . | 0 | . | . | . | . | 0 | . | . | . | . | 0 | . | . | . | . | 0 | . | . | . | . | 0 | . | . | . | . | 0 | . | . | . | . | 0 | 0.01 | . | . | . | 0.01 | 4 | . | . | . | 4 | 1.714 | . | . | . | 1.714 | . | . | . | . | 0 | . | . | . | . | 0 | . | . | . | . | 0 | 1.791 | 0 | 0 | 0 | 1.791 | 225 | 0 | 0 | 0 | 225 | 1001.152 | 0 | 0 | 0 | 1001.152
2023 | MI | 13352 | City of Negaunee | MISO | DC | 0.015 | 0.01 | 0 | 0 | 0.025 | 2 | 1 | 0 | 0 | 3 | 0 | 0 | 0 | 0 | 0 | 0 | 0 | 0 | 0 | 0 | 0 | 0 | 0 | 0 | 0 | 0 | 0 | 0 | 0 | 0 | 0 | 0 | 0 | 0 | 0 | . | . | . | . | 0 | . | . | . | . | 0 | . | . | . | . | 0 | . | . | . | . | 0 | . | . | . | . | 0 | . | . | . | . | 0 | 0 | 0 | 0 | 0 | 0 | 0 | 0 | 0 | 0 | 0 | 0 | 0 | 0 | 0 | 0 | 0 | 0 | 0 | 0 | 0 | 0 | 0 | 0 | 0 | 0 | 0 | 0 | 0 | 0 | 0 | 0.015 | 0.01 | 0 | 0 | 0.025 | 2 | 1 | 0 | 0 | 3 | 0 | 0 | 0 | 0 | 0
2023 | MI | 13826 | City of Norway | MISO | DC | 0.008 | 0.002 | 0 | 0 | 0.01 | 2 | 1 | 0 | 0 | 3 | 0 | 0 | 0 | 0 | 0 | 0 | 0 | 0 | 0 | 0 | 0 | 0 | 0 | 0 | 0 | 0 | 0 | 0 | 0 | 0 | 0 | 0 | 0 | 0 | 0 | . | . | . | . | 0 | . | . | . | . | 0 | . | . | . | . | 0 | . | . | . | . | 0 | . | . | . | . | 0 | . | . | . | . | 0 | 0 | 0 | 0 | 0 | 0 | 0 | 0 | 0 | 0 | 0 | 0 | 0 | 0 | 0 | 0 | 0 | 0 | 0 | 0 | 0 | 0 | 0 | 0 | 0 | 0 | 0 | 0 | 0 | 0 | 0 | 0.008 | 0.002 | 0 | 0 | 0.01 | 2 | 1 | 0 | 0 | 3 | 0 | 0 | 0 | 0 | 0
2023 | MI | 15340 | Presque Isle Elec & Gas Coop | MISO | DC | 0.29 | . | . | . | 0.29 | 38 | . | . | . | 38 | 144.6 | . | . | . | 144.6 | . | . | . | . | 0 | . | . | . | . | 0 | . | . | . | . | 0 | . | . | . | . | 0 | . | . | . | . | 0 | . | . | . | . | 0 | . | . | . | . | 0 | . | . | . | . | 0 | . | . | . | . | 0 | . | . | . | . | 0 | 0.065 | . | . | . | 0.065 | 17 | . | . | . | 17 | 6.56 | . | . | . | 6.56 | . | . | . | . | 0 | . | . | . | . | 0 | . | . | . | . | 0 | 0.355 | 0 | 0 | 0 | 0.355 | 55 | 0 | 0 | 0 | 55 | 151.16 | 0 | 0 | 0 | 151.16
2023 | MI | 18252 | City of Sturgis - (MI) | PJM | AC | 0.119 | 0 | 0 | 0 | 0.119 | 17 | 0 | 0 | 0 | 17 | 45.182 | . | . | . | 45.182 | 0 | 0 | 0 | 0 | 0 | 0 | 0 | 0 | 0 | 0 | 0 | 0 | 0 | 0 | 0 | 0 | 0 | 0 | 0 | 0 | 0 | 0 | 0 | 0 | 0 | 0 | 0 | 0 | 0 | 0 | 0 | 0 | 0 | 0 | 0 | 0 | 0 | 0 | 0 | 0 | 0 | 0 | 0 | 0 | 0 | 0 | 0 | 0 | 0 | 0 | 0 | 0 | 0 | 0 | 0 | 0 | 0 | 0 | 0 | 0 | 0 | 0 | 0 | 0 | 0 | 0 | 0 | 0 | 0 | 0 | 0 | 0 | 0 | 0 | 0 | 0 | 0 | 0 | 0 | 0 | 0.119 | 0 | 0 | 0 | 0.119 | 17 | 0 | 0 | 0 | 17 | 45.182 | 0 | 0 | 0 | 45.182
2023 | MI | 19125 | City of Traverse City - (MI) | MISO | DC | 0.279 | 0.295 | . | . | 0.574 | 45 | 13 | . | . | 58 | 131 | 21 | . | . | 152 | . | . | . | . | 0 | . | . | . | . | 0 | . | . | . | . | 0 | . | . | . | . | 0 | . | . | . | . | 0 | . | . | . | . | 0 | . | . | . | . | 0 | . | . | . | . | 0 | . | . | . | . | 0 | . | . | . | . | 0 | . | 0.005 | . | . | 0.005 | . | 1 | . | . | 1 | . | . | . | . | 0 | . | . | . | . | 0 | . | . | . | . | 0 | . | . | . | . | 0 | 0.279 | 0.3 | 0 | 0 | 0.579 | 45 | 14 | 0 | 0 | 59 | 131 | 21 | 0 | 0 | 152
2023 | MI | 19396 | Tri-County Electric Coop (MI) | MISO | AC | 1.44 | 1.37 | 0 | 0 | 2.81 | 173 | 14 | 0 | 0 | 187 | 760.96 | 2768.35 | 0 | 0 | 3529.31 | 0 | 0 | 0 | 0 | 0 | 0 | 0 | 0 | 0 | 0 | 0 | 0 | 0 | 0 | 0 | 0 | 0 | 0 | 0 | 0 | 0 | 0 | 0 | 0 | 0 | 0 | 0 | 0 | 0 | 0 | 0 | 0 | 0 | 0 | 0 | 0 | 0 | 0 | 0 | 0 | 0 | 0 | 0 | 0 | 0 | 0 | 0 | 0 | 0 | 0 | 0.13 | 0 | 0 | 0 | 0.13 | 4 | 0 | 0 | 0 | 4 | 5.146 | 0 | 0 | 0 | 5.146 | . | . | . | . | 0 | . | . | . | . | 0 | . | . | . | . | 0 | 1.57 | 1.37 | 0 | 0 | 2.94 | 177 | 14 | 0 | 0 | 191 | 766.106 | 2768.35 | 0 | 0 | 3534.456
2023 | MI | 19578 | Upper Peninsula Power Company | MISO | AC | 1.597 | 0.28 | . | . | 1.877 | 246 | 7 | . | . | 253 | . | . | . | . | 0 | . | . | . | . | 0 | . | . | . | . | 0 | . | . | . | . | 0 | . | . | . | . | 0 | . | . | . | . | 0 | . | . | . | . | 0 | . | . | . | . | 0 | . | . | . | . | 0 | . | . | . | . | 0 | . | . | . | . | 0 | 0.076 | 0 | . | . | 0.076 | 20 | 0 | . | . | 20 | . | . | . | . | 0 | . | . | . | . | 0 | . | . | . | . | 0 | . | . | . | . | 0 | 1.673 | 0.28 | 0 | 0 | 1.953 | 266 | 7 | 0 | 0 | 273 | 0 | 0 | 0 | 0 | 0
2023 | MI | 21048 | Wyandotte Municipal Serv Comm | MISO | AC | 0.183 | 0.263 | 0.272 | . | 0.718 | 43 | 29 | 2 | . | 74 | 75.383 | 45.689 | 0 | . | 121.072 | . | . | . | . | 0 | . | . | . | . | 0 | . | . | . | . | 0 | . | . | . | . | 0 | . | . | . | . | 0 | . | . | . | . | 0 | . | . | . | . | 0 | . | . | . | . | 0 | . | . | . | . | 0 | . | . | . | . | 0 | . | . | . | . | 0 | . | . | . | . | 0 | . | . | . | . | 0 | . | . | . | . | 0 | . | . | . | . | 0 | . | . | . | . | 0 | 0.183 | 0.263 | 0.272 | 0 | 0.718 | 43 | 29 | 2 | 0 | 74 | 75.383 | 45.689 | 0 | 0 | 121.072
2023 | MI | 21158 | City of Zeeland - (MI) | MISO | AC | 0.025 | 0.051 | . | . | 0.076 | 4 | 1 | . | . | 5 | . | . | . | . | 0 | 0 | 0 | . | . | 0 | 0 | 0 | . | . | 0 | 0 | 0 | . | . | 0 | 0 | 0 | . | . | 0 | 0 | 0 | . | . | 0 | 0 | 0 | . | . | 0 | 0 | 0 | . | . | 0 | 0 | 0 | . | . | 0 | 0 | 0 | . | . | 0 | 0 | 0 | . | . | 0 | 0 | 0 | . | . | 0 | 0 | 0 | . | . | 0 | . | . | . | . | 0 | 0 | 0 | . | . | 0 | 0 | 0 | . | . | 0 | . | . | . | . | 0 | 0.025 | 0.051 | 0 | 0 | 0.076 | 4 | 1 | 0 | 0 | 5 | 0 | 0 | 0 | 0 | 0
2023 | MI | 38084 | Great Lakes Energy Coop | MISO | AC | 3.244 | 0.299 | . | . | 3.543 | 461 | 17 | . | . | 478 | . | . | . | . | 0 | . | . | . | . | 0 | . | . | . | . | 0 | 0.322 | . | . | . | 0.322 | 268 | . | . | . | 268 | . | . | . | . | 0 | . | . | . | . | 0 | . | . | . | . | 0 | . | . | . | . | 0 | . | . | . | . | 0 | . | . | . | . | 0 | 0.137 | 0.024 | . | . | 0.161 | 27 | 5 | . | . | 32 | . | . | . | . | 0 | . | . | 0.4 | . | 0.4 | . | . | 1 | . | 1 | . | . | . | . | 0 | 3.703 | 0.323 | 0.4 | 0 | 4.426 | 756 | 22 | 1 | 0 | 779 | 0 | 0 | 0 | 0 | 0
2023 | MI | 60631 | Upper Michigan Energy Resources Corp. | MISO | DC | 0.544 | 0.121 | . | . | 0.665 | 64 | 3 | . | . | 67 | . | . | . | . | 0 | . | . | . | . | 0 | . | . | . | . | 0 | . | . | . | . | 0 | . | . | . | . | 0 | 0.01 | . | . | . | 0.01 | 1 | . | . | . | 1 | . | . | . | . | 0 | . | . | . | . | 0 | . | . | . | . | 0 | . | . | . | . | 0 | 0.062 | 0.02 | . | . | 0.082 | 9 | 1 | . | . | 10 | . | . | . | . | 0 | 0.01 | 0.005 | . | . | 0.015 | 1 | 2 | . | . | 3 | . | . | . | . | 0 | 0.616 | 0.146 | 0 | 0 | 0.762 | 74 | 6 | 0 | 0 | 80 | 0 | 0 | 0 | 0 | 0
2023 | MI | 99999 | State Adjustment | MISO |  | -13.306 | -5.714 | -0.054 | . | -19.074 | . | . | . | . | . | . | . | . | . | . | . | . | . | . | . | . | . | . | . | . | . | . | . | . | . | . | . | . | . | . | . | . | . | . | . | . | . | . | . | . | . | . | . | . | . | . | . | . | . | . | . | . | . | . | . | . | . | . | . | . | . | . | . | . | . | . | . | . | . | . | . | . | . | . | . | . | . | . | . | . | . | . | . | . | . | . | . | . | . | . | -13.306 | -5.714 | -0.054 | . | -19.074 | . | . | . | . | . | . | . | . | . | .
2023 | MN | 155 | Agralite Electric Coop | MISO | AC | 0.549 | . | . | . | 0.549 | 27 | . | . | . | 27 | . | . | . | . | 0 | . | . | . | . | 0 | . | . | . | . | 0 | . | . | . | . | 0 | . | . | . | . | 0 | . | . | . | . | 0 | . | . | . | . | 0 | . | . | . | . | 0 | . | . | . | . | 0 | . | . | . | . | 0 | . | . | . | . | 0 | 0.319 | . | . | . | 0.319 | 15 | . | . | . | 15 | . | . | . | . | 0 | . | . | . | . | 0 | . | . | . | . | 0 | . | . | . | . | 0 | 0.868 | 0 | 0 | 0 | 0.868 | 42 | 0 | 0 | 0 | 42 | 0 | 0 | 0 | 0 | 0
2023 | MN | 295 | City of Alexandria - (MN) | MISO | AC | 0.103 | 0.002 | . | . | 0.105 | 12 | 1 | . | . | 13 | 70.345 | 0 | . | . | 70.345 | . | . | . | . | 0 | . | . | . | . | 0 | . | . | . | . | 0 | . | . | . | . | 0 | . | . | . | . | 0 | . | . | . | . | 0 | . | . | . | . | 0 | . | . | . | . | 0 | . | . | . | . | 0 | . | . | . | . | 0 | . | . | . | . | 0 | . | . | . | . | 0 | . | . | . | . | 0 | . | . | 1.5 | . | 1.5 | . | . | 1 | . | 1 | . | . | 4.4 | . | 4.4 | 0.103 | 0.002 | 1.5 | 0 | 1.605 | 12 | 1 | 1 | 0 | 14 | 70.345 | 0 | 4.4 | 0 | 74.745
2023 | MN | 689 | Connexus Energy | MISO | AC | 9.6 | 2.087 | . | . | 11.687 | 1078 | 34 | . | . | 1112 | . | . | . | . | 0 | . | . | . | . | 0 | . | . | . | . | 0 | 0.232 | 0.008 | . | . | 0.24 | 125 | 4 | . | . | 129 | . | . | . | . | 0 | . | . | . | . | 0 | . | . | . | . | 0 | . | . | . | . | 0 | . | . | . | . | 0 | . | . | . | . | 0 | 0.059 | 0.01 | . | . | 0.069 | 5 | 1 | . | . | 6 | . | . | . | . | 0 | 0.025 | . | . | . | 0.025 | 5 | . | . | . | 5 | . | . | . | . | 0 | 9.916 | 2.105 | 0 | 0 | 12.021 | 1213 | 39 | 0 | 0 | 1252 | 0 | 0 | 0 | 0 | 0
2023 | MN | 691 | City of Anoka | MISO | AC | 0.22 | 0.03 | . | . | 0.25 | 31 | 1 | . | . | 32 | 134.7 | 1.351 | . | . | 136.051 | . | . | . | . | 0 | . | . | . | . | 0 | . | . | . | . | 0 | . | . | . | . | 0 | 0.03 | 0 | . | . | 0.03 | 3 | 0 | . | . | 3 | 0 | 0 | . | . | 0 | . | . | . | . | 0 | . | . | . | . | 0 | . | . | . | . | 0 | . | . | . | . | 0 | . | . | . | . | 0 | . | . | . | . | 0 | . | . | . | . | 0 | . | . | . | . | 0 | . | . | . | . | 0 | 0.22 | 0.03 | 0 | 0 | 0.25 | 31 | 1 | 0 | 0 | 32 | 134.7 | 1.351 | 0 | 0 | 136.051
2023 | MN | 1009 | City of Austin - (MN) | MISO | AC | 0.194 | 0.183 | . | . | 0.377 | 22 | 12 | . | . | 34 | 84.365 | 35.479 | . | . | 119.844 | . | . | . | . | 0 | . | . | . | . | 0 | . | . | . | . | 0 | . | . | . | . | 0 | . | . | . | . | 0 | . | . | . | . | 0 | . | . | . | . | 0 | . | . | . | . | 0 | . | . | . | . | 0 | . | . | . | . | 0 | . | . | . | . | 0 | . | . | . | . | 0 | . | . | . | . | 0 | . | . | . | . | 0 | . | . | . | . | 0 | . | . | . | . | 0 | 0.194 | 0.183 | 0 | 0 | 0.377 | 22 | 12 | 0 | 0 | 34 | 84.365 | 35.479 | 0 | 0 | 119.844
2023 | MN | 1529 | Beltrami Electric Coop, Inc | MISO | AC | 1.52 | 0.152 | . | . | 1.672 | 98 | 6 | . | . | 104 | 737.775 | 13.456 | . | . | 751.231 | . | . | . | . | 0 | . | . | . | . | 0 | . | . | . | . | 0 | . | . | . | . | 0 | . | . | . | . | 0 | . | . | . | . | 0 | . | . | . | . | 0 | . | . | . | . | 0 | . | . | . | . | 0 | . | . | . | . | 0 | 0.013 | . | . | . | 0.013 | 2 | . | . | . | 2 | . | . | . | . | 0 | . | . | . | . | 0 | . | . | . | . | 0 | . | . | . | . | 0 | 1.533 | 0.152 | 0 | 0 | 1.685 | 100 | 6 | 0 | 0 | 106 | 737.775 | 13.456 | 0 | 0 | 751.231
2023 | MN | 1884 | BENCO Electric Cooperative | MISO | AC | 2.599 | 0.176 | . | . | 2.775 | 151 | 5 | . | . | 156 | . | . | . | . | 0 | 0 | 0 | . | . | 0 | 0 | 0 | . | . | 0 | 0 | 0 | . | . | 0 | 0 | 0 | . | . | 0 | . | . | . | . | 0 | . | . | . | . | 0 | . | . | . | . | 0 | . | . | . | . | 0 | . | . | . | . | 0 | . | . | . | . | 0 | 0.353 | 0.072 | . | . | 0.425 | 14 | 2 | . | . | 16 | . | . | . | . | 0 | . | . | . | . | 0 | . | . | . | . | 0 | . | . | . | . | 0 | 2.952 | 0.248 | 0 | 0 | 3.2 | 165 | 7 | 0 | 0 | 172 | 0 | 0 | 0 | 0 | 0
2023 | MN | 3400 | City of Chaska - (MN) | MISO | AC | 0.963 | 0.045 | . | . | 1.008 | 123 | 2 | . | . | 125 | 620 | 27 | . | . | 647 | . | . | . | . | 0 | . | . | . | . | 0 | . | . | . | . | 0 | . | . | . | . | 0 | . | . | . | . | 0 | . | . | . | . | 0 | . | . | . | . | 0 | . | . | . | . | 0 | . | . | . | . | 0 | . | . | . | . | 0 | . | . | . | . | 0 | . | . | . | . | 0 | . | . | . | . | 0 | . | . | . | . | 0 | . | . | . | . | 0 | . | . | . | . | 0 | 0.963 | 0.045 | 0 | 0 | 1.008 | 123 | 2 | 0 | 0 | 125 | 620 | 27 | 0 | 0 | 647
2023 | MN | 4577 | Crow Wing Cooperative Power & Light Comp | MISO | AC | 1.565 | 0.505 | . | . | 2.07 | 128 | 25 | . | . | 153 | 1104 | 526 | . | . | 1630 | . | . | . | . | 0 | . | . | . | . | 0 | 0.136 | . | . | . | 0.136 | 100 | . | . | . | 100 | . | . | . | . | 0 | . | . | . | . | 0 | . | . | . | . | 0 | . | . | . | . | 0 | . | . | . | . | 0 | . | . | . | . | 0 | 0.028 | 0.01 | . | . | 0.038 | 2 | 1 | . | . | 3 | 21.766 | 0.806 | . | . | 22.572 | . | . | . | . | 0 | . | . | . | . | 0 | . | . | . | . | 0 | 1.729 | 0.515 | 0 | 0 | 2.244 | 230 | 26 | 0 | 0 | 256 | 1125.766 | 526.806 | 0 | 0 | 1652.572
2023 | MN | 5574 | East Central Energy | MISO | AC | 6.763 | 0.826 | 0 | 0 | 7.589 | 537 | 38 | 0 | 0 | 575 | 3249.902 | 440.286 | 0 | 0 | 3690.188 | . | . | . | . | 0 | . | . | . | . | 0 | . | . | . | . | 0 | . | . | . | . | 0 | . | . | . | . | 0 | . | . | . | . | 0 | . | . | . | . | 0 | . | . | . | . | 0 | . | . | . | . | 0 | . | . | . | . | 0 | 0.042 | 0.042 | 0 | 0 | 0.084 | 3 | 3 | 0 | 0 | 6 | 0.66 | 8.11 | 0 | 0 | 8.77 | . | . | . | . | 0 | . | . | . | . | 0 | . | . | . | . | 0 | 6.805 | 0.868 | 0 | 0 | 7.673 | 540 | 41 | 0 | 0 | 581 | 3250.562 | 448.396 | 0 | 0 | 3698.958
2023 | MN | 5773 | City of Elk River | MISO | AC | 0.747 | 0.096 | . | . | 0.843 | 90 | 4 | . | . | 94 | . | . | . | . | 0 | . | . | . | . | 0 | . | . | . | . | 0 | . | . | . | . | 0 | . | . | . | . | 0 | . | . | . | . | 0 | . | . | . | . | 0 | . | . | . | . | 0 | . | . | . | . | 0 | . | . | . | . | 0 | . | . | . | . | 0 | 0.03 | . | . | . | 0.03 | 3 | . | . | . | 3 | . | . | . | . | 0 | . | . | . | . | 0 | . | . | . | . | 0 | . | . | . | . | 0 | 0.777 | 0.096 | 0 | 0 | 0.873 | 93 | 4 | 0 | 0 | 97 | 0 | 0 | 0 | 0 | 0
2023 | MN | 6258 | Federated Rural Electric Assn | MISO | AC | 0.14 | 0.648 | . | . | 0.788 | 11 | 17 | . | . | 28 | . | . | . | . | 0 | . | . | . | . | 0 | . | . | . | . | 0 | . | . | . | . | 0 | . | . | . | . | 0 | . | . | . | . | 0 | . | . | . | . | 0 | . | . | . | . | 0 | . | . | . | . | 0 | . | . | . | . | 0 | . | . | . | . | 0 | . | 0.15 | . | . | 0.15 | . | 4 | . | . | 4 | . | . | . | . | 0 | . | . | . | . | 0 | . | . | . | . | 0 | . | . | . | . | 0 | 0.14 | 0.798 | 0 | 0 | 0.938 | 11 | 21 | 0 | 0 | 32 | 0 | 0 | 0 | 0 | 0
2023 | MN | 6782 | Freeborn Mower Electric Cooperative | MISO | AC | 2.588 | 1.331 | 0.023 | . | 3.942 | 112 | 39 | 2 | . | 153 | 1791.94 | 744.14 | . | . | 2536.08 | . | . | . | . | 0 | . | . | . | . | 0 | . | . | . | . | 0 | . | . | . | . | 0 | 0.071 | . | . | . | 0.071 | 3 | . | . | . | 3 | . | . | . | . | 0 | . | . | . | . | 0 | . | . | . | . | 0 | . | . | . | . | 0 | 0.188 | 0.078 | . | . | 0.266 | 7 | 2 | . | . | 9 | 106.54 | 108.35 | . | . | 214.89 | . | . | . | . | 0 | . | . | . | . | 0 | . | . | . | . | 0 | 2.776 | 1.409 | 0.023 | 0 | 4.208 | 119 | 41 | 2 | 0 | 162 | 1898.48 | 852.49 | 0 | 0 | 2750.97
2023 | MN | 8319 | Heartland Power Coop | MISO | AC | 0.008 | . | . | . | 0.008 | 1 | . | . | . | 1 | . | . | . | . | 0 | . | . | . | . | 0 | . | . | . | . | 0 | . | . | . | . | 0 | . | . | . | . | 0 | . | . | . | . | 0 | . | . | . | . | 0 | . | . | . | . | 0 | . | . | . | . | 0 | . | . | . | . | 0 | . | . | . | . | 0 | . | . | . | . | 0 | . | . | . | . | 0 | . | . | . | . | 0 | . | . | . | . | 0 | . | . | . | . | 0 | . | . | . | . | 0 | 0.008 | 0 | 0 | 0 | 0.008 | 1 | 0 | 0 | 0 | 1 | 0 | 0 | 0 | 0 | 0
2023 | MN | 9475 | Itasca-Mantrap Co-op Electrical Assn | MISO | AC | 0.452 | 0.079 | . | . | 0.531 | 36 | 3 | . | . | 39 | . | . | . | . | 0 | . | . | . | . | 0 | . | . | . | . | 0 | 0.046 | 0.02 | . | . | 0.066 | 46 | 1 | . | . | 47 | . | . | . | . | 0 | . | . | . | . | 0 | . | . | . | . | 0 | . | . | . | . | 0 | . | . | . | . | 0 | . | . | . | . | 0 | 0.02 | 0.02 | . | . | 0.04 | 1 | 1 | . | . | 2 | . | . | . | . | 0 | . | . | . | . | 0 | . | . | . | . | 0 | . | . | . | . | 0 | 0.518 | 0.119 | 0 | 0 | 0.637 | 83 | 5 | 0 | 0 | 88 | 0 | 0 | 0 | 0 | 0
2023 | MN | 10596 | City of Lake Crystal - (MN) | MISO | AC | 0.025 | 0.04 | . | . | 0.065 | 2 | 1 | . | . | 3 | . | . | . | . | 0 | . | . | . | . | 0 | . | . | . | . | 0 | . | . | . | . | 0 | . | . | . | . | 0 | . | 0.04 | . | . | 0.04 | . | 1 | . | . | 1 | . | 0.1 | . | . | 0.1 | . | . | . | . | 0 | . | . | . | . | 0 | . | . | . | . | 0 | . | . | . | . | 0 | . | . | . | . | 0 | . | . | . | . | 0 | . | . | . | . | 0 | . | . | . | . | 0 | . | . | . | . | 0 | 0.025 | 0.04 | 0 | 0 | 0.065 | 2 | 1 | 0 | 0 | 3 | 0 | 0 | 0 | 0 | 0
2023 | MN | 10618 | Lake Region Electric Cooperative - (MN) | MISO | AC | 1.542 | . | . | . | 1.542 | 95 | . | . | . | 95 | . | . | . | . | 0 | . | . | . | . | 0 | . | . | . | . | 0 | . | . | . | . | 0 | . | . | . | . | 0 | 0.081 | . | . | . | 0.081 | 5 | . | . | . | 5 | 0.072 | . | . | . | 0.072 | 0.007 | . | . | . | 0.007 | 1 | . | . | . | 1 | 0.012 | . | . | . | 0.012 | 0.134 | 0.039 | . | . | 0.173 | 14 | 1 | . | . | 15 | 29.015 | 0 | . | . | 29.015 | . | . | . | . | 0 | . | . | . | . | 0 | . | . | . | . | 0 | 1.676 | 0.039 | 0 | 0 | 1.715 | 109 | 1 | 0 | 0 | 110 | 29.015 | 0 | 0 | 0 | 29.015
2023 | MN | 10697 | Lake Country Power | MISO | AC | 2.094 | 0.194 | . | . | 2.288 | 228 | 15 | . | . | 243 | . | . | . | . | 0 | . | . | . | . | 0 | . | . | . | . | 0 | . | . | . | . | 0 | . | . | . | . | 0 | . | . | . | . | 0 | . | . | . | . | 0 | . | . | . | . | 0 | . | . | . | . | 0 | . | . | . | . | 0 | . | . | . | . | 0 | 0.016 | . | . | . | 0.016 | 5 | . | . | . | 5 | . | . | . | . | 0 | . | . | . | . | 0 | . | . | . | . | 0 | . | . | . | . | 0 | 2.11 | 0.194 | 0 | 0 | 2.304 | 233 | 15 | 0 | 0 | 248 | 0 | 0 | 0 | 0 | 0
2023 | MN | 11731 | City of Marshall - (MN) | MISO | AC | 0.052 | 0.376 | 0 | 0 | 0.428 | 8 | 8 | 0 | 0 | 16 | 0 | 0 | 0 | 0 | 0 | 0 | 0 | 0 | 0 | 0 | 0 | 0 | 0 | 0 | 0 | 0 | 0 | 0 | 0 | 0 | 0 | 0 | 0 | 0 | 0 | 0 | 0 | 0 | 0 | 0 | 0 | 0 | 0 | 0 | 0 | 0 | 0 | 0 | 0 | 0 | 0 | 0 | 0 | 0 | 0 | 0 | 0 | 0 | 0 | 0 | 0 | 0 | 0 | 0 | 0 | 0 | 0 | 0 | 0 | 0 | 0 | 0 | 0 | 0 | 0 | 0 | 0 | 0 | 0 | 0 | 0 | 0 | 0 | 0 | 0 | 0 | 0 | 0 | 0 | 0 | 0 | 0 | 0 | 0 | 0 | 0.052 | 0.376 | 0 | 0 | 0.428 | 8 | 8 | 0 | 0 | 16 | 0 | 0 | 0 | 0 | 0
2023 | MN | 12227 | Meeker Coop Light & Power Assn | MISO | DC | 1.742 | 0.141 | . | . | 1.883 | 74 | 1 | . | . | 75 | 1701.16 | 14.64 | . | . | 1715.8 | . | . | . | . | 0 | . | . | . | . | 0 | 0.039 | . | . | . | 0.039 | 37 | . | . | . | 37 | . | . | . | . | 0 | . | . | . | . | 0 | . | . | . | . | 0 | . | . | . | . | 0 | . | . | . | . | 0 | . | . | . | . | 0 | 0.08 | . | . | . | 0.08 | 4 | . | . | . | 4 | . | . | . | . | 0 | . | . | . | . | 0 | . | . | . | . | 0 | . | . | . | . | 0 | 1.861 | 0.141 | 0 | 0 | 2.002 | 115 | 1 | 0 | 0 | 116 | 1701.16 | 14.64 | 0 | 0 | 1715.8
2023 | MN | 12546 | Mille Lacs Energy Cooperative | MISO | AC | 0.674 | 0.042 | . | . | 0.716 | 46 | 5 | . | . | 51 | 0.368 | . | . | . | 0.368 | . | . | . | . | 0 | . | . | . | . | 0 | . | . | . | . | 0 | . | . | . | . | 0 | 0.016 | . | . | . | 0.016 | 2 | . | . | . | 2 | . | . | . | . | 0 | . | . | . | . | 0 | . | . | . | . | 0 | . | . | . | . | 0 | . | 0.001 | . | . | 0.001 | . | 1 | . | . | 1 | . | . | . | . | 0 | . | . | . | . | 0 | . | . | . | . | 0 | . | . | . | . | 0 | 0.674 | 0.043 | 0 | 0 | 0.717 | 46 | 6 | 0 | 0 | 52 | 0.368 | 0 | 0 | 0 | 0.368
2023 | MN | 12647 | ALLETE, Inc. | MISO | AC | 7.545 | 6.798 | 0.02 | 0 | 14.363 | 823 | 167 | 1 | 0 | 991 | 2103.495 | 767.732 | 0 | 0 | 2871.227 | . | . | . | . | 0 | . | . | . | . | 0 | 0.518 | 0.522 | 0 | 0 | 1.04 | 94 | 3 | 0 | 0 | 97 | 0.299 | 0.006 | . | . | 0.305 | 20 | 1 | . | . | 21 | . | . | . | . | 0 | . | . | . | . | 0 | . | . | . | . | 0 | . | . | . | . | 0 | 0.082 | 0.093 | . | . | 0.175 | 8 | 7 | . | . | 15 | 0 | 1.038 | . | . | 1.038 | . | . | . | . | 0 | . | . | . | . | 0 | . | . | . | . | 0 | 8.145 | 7.413 | 0.02 | 0 | 15.578 | 925 | 177 | 1 | 0 | 1103 | 2103.495 | 768.77 | 0 | 0 | 2872.265
2023 | MN | 12651 | Minnesota Valley Electric Coop | MISO | AC | 3.892 | 0.887 | . | . | 4.779 | 350 | 15 | . | . | 365 | 3860.727 | 473.5 | . | . | 4334.227 | . | . | . | . | 0 | . | . | . | . | 0 | . | . | . | . | 0 | . | . | . | . | 0 | 0.081 | 0.133 | . | . | 0.214 | 8 | 1 | . | . | 9 | . | . | . | . | 0 | . | . | . | . | 0 | . | . | . | . | 0 | . | . | . | . | 0 | 0.134 | 0.14 | . | . | 0.274 | 7 | 4 | . | . | 11 | 48.523 | 55.371 | . | . | 103.894 | . | . | . | . | 0 | . | . | . | . | 0 | . | . | . | . | 0 | 4.026 | 1.027 | 0 | 0 | 5.053 | 357 | 19 | 0 | 0 | 376 | 3909.25 | 528.871 | 0 | 0 | 4438.121
2023 | MN | 12894 | City of Moorhead - (MN) | SWPP | AC | 0.255 | 0.026 | 0.371 | . | 0.652 | 22 | 3 | 3 | . | 28 | . | . | . | . | 0 | . | . | . | . | 0 | . | . | . | . | 0 | . | . | . | . | 0 | . | . | . | . | 0 | . | . | . | . | 0 | . | . | . | . | 0 | . | . | . | . | 0 | . | . | . | . | 0 | . | . | . | . | 0 | . | . | . | . | 0 | . | . | . | . | 0 | . | . | . | . | 0 | . | . | . | . | 0 | . | . | . | . | 0 | . | . | . | . | 0 | . | . | . | . | 0 | 0.255 | 0.026 | 0.371 | 0 | 0.652 | 22 | 3 | 3 | 0 | 28 | 0 | 0 | 0 | 0 | 0
2023 | MN | 13781 | Northern States Power Co - Minnesota | MISO | DC | 82.473 | 53.176 | 18.264 | 0 | 153.913 | 10955 | 1207 | 229 | 0 | 12391 | . | . | . | . | 0 | . | . | . | . | 0 | . | . | . | . | 0 | . | . | . | . | 0 | . | . | . | . | 0 | . | . | . | . | 0 | . | . | . | . | 0 | . | . | . | . | 0 | . | . | . | . | 0 | . | . | . | . | 0 | . | . | . | . | 0 | . | . | . | . | 0 | . | . | . | . | 0 | . | . | . | . | 0 | . | . | . | . | 0 | . | . | . | . | 0 | . | . | . | . | 0 | 82.473 | 53.176 | 18.264 | 0 | 153.913 | 10955 | 1207 | 229 | 0 | 12391 | 0 | 0 | 0 | 0 | 0
2023 | MN | 14232 | Otter Tail Power Co | MISO | AC | 0.657 | 1.656 | 0 | 0 | 2.313 | 56 | 36 | 0 | 0 | 92 | 28.546 | 20.247 | 0 | 0 | 48.793 | . | . | . | . | 0 | . | . | . | . | 0 | . | . | . | . | 0 | . | . | . | . | 0 | . | . | . | . | 0 | . | . | . | . | 0 | . | . | . | . | 0 | . | . | . | . | 0 | . | . | . | . | 0 | . | . | . | . | 0 | 0.002 | 0.199 | . | . | 0.201 | 1 | 8 | . | . | 9 | 0 | 1.4 | . | . | 1.4 | 0 | 0.035 | . | . | 0.035 | 0 | 1 | . | . | 1 | 0 | 0 | . | . | 0 | 0.659 | 1.89 | 0 | 0 | 2.549 | 57 | 45 | 0 | 0 | 102 | 28.546 | 21.647 | 0 | 0 | 50.193
2023 | MN | 14246 | City of Owatonna - (MN) | MISO | DC | 0.624 | 0.088 | 0 | 0 | 0.712 | 66 | 2 | 0 | 0 | 68 | 0 | 0 | 0 | 0 | 0 | 0 | 0 | 0 | 0 | 0 | 0 | 0 | 0 | . | 0 | 0 | 0 | 0 | 0 | 0 | 0 | 0 | 0 | 0 | 0 | 0 | 0 | 0 | 0 | 0 | 0 | 0 | 0 | 0 | 0 | 0 | 0 | 0 | 0 | 0 | 0 | 0 | 0 | 0 | 0 | 0 | 0 | 0 | 0 | 0 | 0 | 0 | 0 | 0 | 0 | 0 | 0 | 0 | 0 | 0 | 0 | 0 | 0 | 0 | 0 | 0 | 0 | 0 | 0 | 0 | 0 | 0 | 0 | 0 | 0 | 0 | 0 | 0 | 0 | 0 | 0 | 0 | 0 | 0 | 0 | 0.624 | 0.088 | 0 | 0 | 0.712 | 66 | 2 | 0 | 0 | 68 | 0 | 0 | 0 | 0 | 0
2023 | MN | 14468 | People's Cooperative Services | MISO | AC | 3.986 | 1.367 | 0 | 0 | 5.353 | 242 | 47 | 0 | 0 | 289 | 3768.63 | 1228.432 | 0 | 0 | 4997.062 | 0 | 0 | 0 | 0 | 0 | 0 | 0 | 0 | 0 | 0 | 0.25 | 0 | 0 | 0 | 0.25 | 148 | 0 | 0 | 0 | 148 | 0 | 0 | 0 | 0 | 0 | 0 | 0 | 0 | 0 | 0 | 0 | 0 | 0 | 0 | 0 | 0 | 0 | 0 | 0 | 0 | 0 | 0 | 0 | 0 | 0 | 0 | 0 | 0 | 0 | 0 | 0.07 | 0.099 | 0 | 0 | 0.169 | 4 | 4 | 0 | 0 | 8 | 16.772 | 47.647 | 0 | 0 | 64.419 | 0 | 0 | 0 | 0 | 0 | 0 | 0 | 0 | 0 | 0 | 0 | 0 | 0 | 0 | 0 | 4.306 | 1.466 | 0 | 0 | 5.772 | 394 | 51 | 0 | 0 | 445 | 3785.402 | 1276.079 | 0 | 0 | 5061.481
2023 | MN | 16181 | Rochester Public Utilities | MISO | AC | 3.955 | 0.589 | . | . | 4.544 | 505 | 20 | . | . | 525 | 3455.499 | 222.28 | . | . | 3677.779 | . | . | . | . | 0 | . | . | . | . | 0 | 0.286 | . | . | . | 0.286 | 208 | . | . | . | 208 | 0.032 | . | . | . | 0.032 | 6 | . | . | . | 6 | 0.066 | . | . | . | 0.066 | . | . | . | . | 0 | . | . | . | . | 0 | . | . | . | . | 0 | 0.003 | . | . | . | 0.003 | 1 | . | . | . | 1 | 0.032 | . | . | . | 0.032 | . | . | . | . | 0 | . | . | . | . | 0 | . | . | . | . | 0 | 4.244 | 0.589 | 0 | 0 | 4.833 | 714 | 20 | 0 | 0 | 734 | 3455.531 | 222.28 | 0 | 0 | 3677.811
2023 | MN | 16368 | Runestone Electric Assn | MISO | AC | 0.991 | 0.08 | . | . | 1.071 | 56 | 2 | . | . | 58 | 606.288 | 97.28 | . | . | 703.568 | . | . | . | . | 0 | . | . | . | . | 0 | . | . | . | . | 0 | . | . | . | . | 0 | . | . | . | . | 0 | . | . | . | . | 0 | . | . | . | . | 0 | . | . | . | . | 0 | . | . | . | . | 0 | . | . | . | . | 0 | 0.128 | 0.04 | . | . | 0.168 | 5 | 1 | . | . | 6 | 4.658 | 62.36 | . | . | 67.018 | . | . | . | . | 0 | . | . | . | . | 0 | . | . | . | . | 0 | 1.119 | 0.12 | 0 | 0 | 1.239 | 61 | 3 | 0 | 0 | 64 | 610.946 | 159.64 | 0 | 0 | 770.586
2023 | MN | 16971 | Shakopee Public Utilities Comm | MISO | AC | 2.008 | 0.258 | 0.045 | . | 2.311 | 272 | 12 | 2 | . | 286 | . | . | . | . | 0 | . | . | . | . | 0 | . | . | . | . | 0 | . | . | . | . | 0 | . | . | . | . | 0 | . | . | . | . | 0 | . | . | . | . | 0 | . | . | . | . | 0 | . | . | . | . | 0 | . | . | . | . | 0 | . | . | . | . | 0 | . | . | . | . | 0 | . | . | . | . | 0 | . | . | . | . | 0 | . | . | . | . | 0 | . | . | . | . | 0 | . | . | . | . | 0 | 2.008 | 0.258 | 0.045 | 0 | 2.311 | 272 | 12 | 2 | 0 | 286 | 0 | 0 | 0 | 0 | 0
2023 | MN | 17267 | Sioux Valley SW Elec Coop | SWPP | DC | 0.38 | 0.028 | . | . | 0.408 | 19 | 2 | . | . | 21 | 21.547 | 0.648 | . | . | 22.195 | . | . | . | . | 0 | . | . | . | . | 0 | . | . | . | . | 0 | . | . | . | . | 0 | . | . | . | . | 0 | . | . | . | . | 0 | . | . | . | . | 0 | . | . | . | . | 0 | . | . | . | . | 0 | . | . | . | . | 0 | 0.034 | . | . | . | 0.034 | 1 | . | . | . | 1 | 0 | . | . | . | 0 | . | . | . | . | 0 | . | . | . | . | 0 | . | . | . | . | 0 | 0.414 | 0.028 | 0 | 0 | 0.442 | 20 | 2 | 0 | 0 | 22 | 21.547 | 0.648 | 0 | 0 | 22.195
2023 | MN | 17550 | South Central Electric Assn | MISO | AC | 0.864 | 0.217 | . | . | 1.081 | 33 | 6 | . | . | 39 | 808.897 | 120.328 | . | . | 929.225 | . | . | . | . | 0 | . | . | . | . | 0 | . | . | . | . | 0 | . | . | . | . | 0 | . | . | . | . | 0 | . | . | . | . | 0 | . | . | . | . | 0 | . | . | . | . | 0 | . | . | . | . | 0 | . | . | . | . | 0 | 0.085 | 0.177 | . | . | 0.262 | 3 | 7 | . | . | 10 | 153.362 | 162.72 | . | . | 316.082 | . | . | . | . | 0 | . | . | . | . | 0 | . | . | . | . | 0 | 0.949 | 0.394 | 0 | 0 | 1.343 | 36 | 13 | 0 | 0 | 49 | 962.259 | 283.048 | 0 | 0 | 1245.307
2023 | MN | 18019 | Stearns Cooperative Elec Assn | MISO | AC | 2.411 | 0.301 | 0.04 | . | 2.752 | 178 | 10 | 1 | . | 189 | 2108.531 | 149.493 | 63.742 | . | 2321.766 | . | . | . | . | 0 | . | . | . | . | 0 | 0.016 | . | . | . | 0.016 | 25 | . | . | . | 25 | . | . | . | . | 0 | . | . | . | . | 0 | . | . | . | . | 0 | . | . | . | . | 0 | . | . | . | . | 0 | . | . | . | . | 0 | 0.244 | 0.02 | 0 | . | 0.264 | 9 | 1 | 0 | . | 10 | 109.37 | 0 | 0 | . | 109.37 | . | . | . | . | 0 | . | . | . | . | 0 | . | . | . | . | 0 | 2.671 | 0.321 | 0.04 | 0 | 3.032 | 212 | 11 | 1 | 0 | 224 | 2217.901 | 149.493 | 63.742 | 0 | 2431.136
2023 | MN | 18047 | Steele-Waseca Cooperative Electric | MISO | AC | 2.916 | . | . | . | 2.916 | 186 | . | . | . | 186 | 4408.6 | 20 | . | . | 4428.6 | . | . | . | . | 0 | . | . | . | . | 0 | . | 0.096 | . | . | 0.096 | . | 1 | . | . | 1 | . | . | . | . | 0 | . | . | . | . | 0 | . | . | . | . | 0 | . | . | . | . | 0 | . | . | . | . | 0 | . | . | . | . | 0 | 0.763 | . | . | . | 0.763 | 22 | . | . | . | 22 | 576.9 | . | . | . | 576.9 | . | . | . | . | 0 | . | . | . | . | 0 | . | . | . | . | 0 | 3.679 | 0.096 | 0 | 0 | 3.775 | 208 | 1 | 0 | 0 | 209 | 4985.5 | 20 | 0 | 0 | 5005.5
2023 | MN | 19157 | MiEnergy Cooperative | MISO | AC | 7.536 | 2.949 | . | . | 10.485 | 370 | 94 | . | . | 464 | 6832.404 | 2726.253 | . | . | 9558.657 | . | . | . | . | 0 | . | . | . | . | 0 | 0.069 | . | . | . | 0.069 | 96 | . | . | . | 96 | 0.063 | . | . | . | 0.063 | 9 | . | . | . | 9 | 0.11 | . | . | . | 0.11 | . | . | . | . | 0 | . | . | . | . | 0 | . | . | . | . | 0 | 0.186 | 0.055 | . | . | 0.241 | 11 | 2 | . | . | 13 | 87.257 | 21.804 | . | . | 109.061 | 0.036 | . | . | . | 0.036 | 1 | . | . | . | 1 | 0 | . | . | . | 0 | 7.827 | 3.004 | 0 | 0 | 10.831 | 478 | 96 | 0 | 0 | 574 | 6919.661 | 2748.057 | 0 | 0 | 9667.718
2023 | MN | 20639 | Wild Rice Electric Coop, Inc | MISO | AC | 0.643 | 0.671 | . | . | 1.314 | 36 | 24 | . | . | 60 | 600.068 | 1003.109 | . | . | 1603.177 | . | . | . | . | 0 | . | . | . | . | 0 | . | . | . | . | 0 | . | . | . | . | 0 | . | . | . | . | 0 | . | . | . | . | 0 | . | . | . | . | 0 | . | . | . | . | 0 | . | . | . | . | 0 | . | . | . | . | 0 | 0.006 | 0.05 | . | . | 0.056 | 2 | 1 | . | . | 3 | . | . | . | . | 0 | . | . | . | . | 0 | . | . | . | . | 0 | . | . | . | . | 0 | 0.649 | 0.721 | 0 | 0 | 1.37 | 38 | 25 | 0 | 0 | 63 | 600.068 | 1003.109 | 0 | 0 | 1603.177
2023 | MN | 20737 | Willmar Municipal Utilities | MISO | AC | 0.095 | 0.02 | . | . | 0.115 | 10 | 1 | . | . | 11 | . | . | . | . | 0 | . | . | . | . | 0 | . | . | . | . | 0 | . | . | . | . | 0 | . | . | . | . | 0 | 0.005 | . | . | . | 0.005 | 1 | . | . | . | 1 | . | . | . | . | 0 | . | . | . | . | 0 | . | . | . | . | 0 | . | . | . | . | 0 | . | . | . | . | 0 | . | . | . | . | 0 | . | . | . | . | 0 | . | . | . | . | 0 | . | . | . | . | 0 | . | . | . | . | 0 | 0.095 | 0.02 | 0 | 0 | 0.115 | 10 | 1 | 0 | 0 | 11 | 0 | 0 | 0 | 0 | 0
2023 | MN | 20996 | Wright-Hennepin Coop Elec Assn | MISO | AC | 3.869 | 0.469 | 0 | 0 | 4.338 | 274 | 15 | 0 | 0 | 289 | 1683.055 | 143.281 | . | . | 1826.336 | . | . | . | . | 0 | . | . | . | . | 0 | 0.075 | . | . | . | 0.075 | 40 | . | . | . | 40 | . | . | . | . | 0 | . | . | . | . | 0 | . | . | . | . | 0 | . | . | . | . | 0 | . | . | . | . | 0 | . | . | . | . | 0 | 0.08 | . | . | . | 0.08 | 5 | . | . | . | 5 | 10.37 | . | . | . | 10.37 | . | . | . | . | 0 | . | . | . | . | 0 | . | . | . | . | 0 | 4.024 | 0.469 | 0 | 0 | 4.493 | 319 | 15 | 0 | 0 | 334 | 1693.425 | 143.281 | 0 | 0 | 1836.706
2023 | MN | 21013 | City of Worthington - (MN) | MISO | AC | 0.014 | . | . | . | 0.014 | 2 | . | . | . | 2 | . | . | . | . | 0 | . | . | . | . | 0 | . | . | . | . | 0 | . | . | . | . | 0 | . | . | . | . | 0 | . | . | . | . | 0 | . | . | . | . | 0 | . | . | . | . | 0 | . | . | . | . | 0 | . | . | . | . | 0 | . | . | . | . | 0 | . | . | . | . | 0 | . | . | . | . | 0 | . | . | . | . | 0 | . | . | . | . | 0 | . | . | . | . | 0 | . | . | . | . | 0 | 0.014 | 0 | 0 | 0 | 0.014 | 2 | 0 | 0 | 0 | 2 | 0 | 0 | 0 | 0 | 0
2023 | MN | 25177 | Dakota Electric Association | MISO | AC | 13.571 | 0.693 | 0 | . | 14.264 | 1365 | 21 | 0 | . | 1386 | . | . | . | . | 0 | . | . | . | . | 0 | . | . | . | . | 0 | . | . | . | . | 0 | . | . | . | . | 0 | . | . | . | . | 0 | . | . | . | . | 0 | . | . | . | . | 0 | . | . | . | . | 0 | . | . | . | . | 0 | . | . | . | . | 0 | 0.11 | 0.095 | 0 | . | 0.205 | 6 | 4 | 0 | . | 10 | . | . | . | . | 0 | . | . | . | . | 0 | . | . | . | . | 0 | . | . | . | . | 0 | 13.681 | 0.788 | 0 | 0 | 14.469 | 1371 | 25 | 0 | 0 | 1396 | 0 | 0 | 0 | 0 | 0
2023 | MN | 40304 | Minnesota Valley Coop L&P Assn | MISO | AC | 0.524 | . | . | . | 0.524 | 30 | . | . | . | 30 | 0.411 | . | . | . | 0.411 | . | . | . | . | 0 | . | . | . | . | 0 | . | . | . | . | 0 | . | . | . | . | 0 | . | . | . | . | 0 | . | . | . | . | 0 | . | . | . | . | 0 | . | . | . | . | 0 | . | . | . | . | 0 | . | . | . | . | 0 | 0.117 | . | . | . | 0.117 | 5 | . | . | . | 5 | 0.047 | . | . | . | 0.047 | . | . | . | . | 0 | . | . | . | . | 0 | . | . | . | . | 0 | 0.641 | 0 | 0 | 0 | 0.641 | 35 | 0 | 0 | 0 | 35 | 0.458 | 0 | 0 | 0 | 0.458
2023 | MN | 99999 | State Adjustment | MISO |  | -11.186 | -6.629 | -3.115 | . | -20.93 | . | . | . | . | . | . | . | . | . | . | . | . | . | . | . | . | . | . | . | . | . | . | . | . | . | . | . | . | . | . | . | . | . | . | . | . | . | . | . | . | . | . | . | . | . | . | . | . | . | . | . | . | . | . | . | . | . | . | . | . | . | . | . | . | . | . | . | . | . | . | . | . | . | . | . | . | . | . | . | . | . | . | . | . | . | . | . | . | . | . | -11.186 | -6.629 | -3.115 | . | -20.93 | . | . | . | . | . | . | . | . | . | .
2023 | MN | 99999 | State Adjustment | SWPP |  | 0.037 | -0.005 | . | . | 0.032 | . | . | . | . | . | . | . | . | . | . | . | . | . | . | . | . | . | . | . | . | . | . | . | . | . | . | . | . | . | . | . | . | . | . | . | . | . | . | . | . | . | . | . | . | . | . | . | . | . | . | . | . | . | . | . | . | . | . | . | . | . | . | . | . | . | . | . | . | . | . | . | . | . | . | . | . | . | . | . | . | . | . | . | . | . | . | . | . | . | . | 0.037 | -0.005 | . | . | 0.032 | . | . | . | . | . | . | . | . | . | .
2023 | MO | 1775 | Black River Electric Coop - (MO) | AECI | AC | 0.795 | . | . | . | 0.795 | 82 | . | . | . | 82 | . | . | . | . | 0 | . | . | . | . | 0 | . | . | . | . | 0 | . | . | . | . | 0 | . | . | . | . | 0 | . | . | . | . | 0 | . | . | . | . | 0 | . | . | . | . | 0 | . | . | . | . | 0 | . | . | . | . | 0 | . | . | . | . | 0 | 0.008 | . | . | . | 0.008 | 3 | . | . | . | 3 | . | . | . | . | 0 | 0.014 | . | . | . | 0.014 | 3 | . | . | . | 3 | . | . | . | . | 0 | 0.817 | 0 | 0 | 0 | 0.817 | 88 | 0 | 0 | 0 | 88 | 0 | 0 | 0 | 0 | 0
2023 | MO | 2001 | Boone Electric Coop | AECI | AC | 2.84 | 0.16 | . | . | 3 | 295 | 3 | . | . | 298 | 2042 | 67 | . | . | 2109 | . | . | . | . | 0 | . | . | . | . | 0 | . | . | . | . | 0 | . | . | . | . | 0 | . | . | . | . | 0 | . | . | . | . | 0 | . | . | . | . | 0 | . | . | . | . | 0 | . | . | . | . | 0 | . | . | . | . | 0 | . | . | . | . | 0 | . | . | . | . | 0 | . | . | . | . | 0 | . | . | . | . | 0 | . | . | . | . | 0 | . | . | . | . | 0 | 2.84 | 0.16 | 0 | 0 | 3 | 295 | 3 | 0 | 0 | 298 | 2042 | 67 | 0 | 0 | 2109
2023 | MO | 3113 | City of Carthage - (MO) | SWPP | AC | 0.52 | 0.606 | . | . | 1.126 | 53 | 5 | . | . | 58 | . | . | . | . | 0 | . | . | . | . | 0 | . | . | . | . | 0 | . | . | . | . | 0 | . | . | . | . | 0 | . | . | . | . | 0 | . | . | . | . | 0 | . | . | . | . | 0 | . | . | . | . | 0 | . | . | . | . | 0 | . | . | . | . | 0 | . | . | . | . | 0 | . | . | . | . | 0 | . | . | . | . | 0 | . | . | . | . | 0 | . | . | . | . | 0 | . | . | . | . | 0 | 0.52 | 0.606 | 0 | 0 | 1.126 | 53 | 5 | 0 | 0 | 58 | 0 | 0 | 0 | 0 | 0
2023 | MO | 3268 | Central Missouri Elec Coop Inc | AECI | AC | 1.162 | . | . | . | 1.162 | 98 | . | . | . | 98 | . | . | . | . | 0 | . | . | . | . | 0 | . | . | . | . | 0 | . | . | . | . | 0 | . | . | . | . | 0 | . | . | . | . | 0 | . | . | . | . | 0 | . | . | . | . | 0 | . | . | . | . | 0 | . | . | . | . | 0 | . | . | . | . | 0 | 0.002 | . | . | . | 0.002 | 1 | . | . | . | 1 | . | . | . | . | 0 | . | . | . | . | 0 | . | . | . | . | 0 | . | . | . | . | 0 | 1.164 | 0 | 0 | 0 | 1.164 | 99 | 0 | 0 | 0 | 99 | 0 | 0 | 0 | 0 | 0
2023 | MO | 3600 | Citizens Electric Corporation - (MO) | MISO | DC | 2.058 | 0.09 | . | . | 2.148 | 241 | 5 | . | . | 246 | 2977.407 | 187.54 | . | . | 3164.947 | . | . | . | . | 0 | . | . | . | . | 0 | . | . | . | . | 0 | . | . | . | . | 0 | . | . | . | . | 0 | . | . | . | . | 0 | . | . | . | . | 0 | . | . | . | . | 0 | . | . | . | . | 0 | . | . | . | . | 0 | 0.013 | 0 | . | . | 0.013 | 2 | 0 | . | . | 2 | 17.815 | 0 | . | . | 17.815 | . | . | . | . | 0 | . | . | . | . | 0 | . | . | . | . | 0 | 2.071 | 0.09 | 0 | 0 | 2.161 | 243 | 5 | 0 | 0 | 248 | 2995.222 | 187.54 | 0 | 0 | 3182.762
2023 | MO | 4045 | City of Columbia - (MO) | MISO | DC | 3.87 | 1.176 | 0.31 | . | 5.356 | 490 | 39 | 2 | . | 531 | 2149.53 | 512.04 | 0 | . | 2661.57 | . | . | . | . | 0 | . | . | . | . | 0 | . | . | . | . | 0 | . | . | . | . | 0 | . | . | . | . | 0 | . | . | . | . | 0 | . | . | . | . | 0 | . | . | . | . | 0 | . | . | . | . | 0 | . | . | . | . | 0 | . | 0.001 | . | . | 0.001 | . | 1 | . | . | 1 | . | . | . | . | 0 | . | . | . | . | 0 | . | . | . | . | 0 | . | . | . | . | 0 | 3.87 | 1.177 | 0.31 | 0 | 5.357 | 490 | 40 | 2 | 0 | 532 | 2149.53 | 512.04 | 0 | 0 | 2661.57
2023 | MO | 4063 | Co-Mo Electric Coop Inc | AECI | AC | 2.172 | 0.165 | . | . | 2.337 | 197 | 6 | . | . | 203 | 315.479 | 2.824 | . | . | 318.303 | . | . | . | . | 0 | . | . | . | . | 0 | . | . | . | . | 0 | . | . | . | . | 0 | 0.185 | . | . | . | 0.185 | 14 | . | . | . | 14 | . | . | . | . | 0 | . | . | . | . | 0 | . | . | . | . | 0 | . | . | . | . | 0 | . | 0.004 | . | . | 0.004 | . | 2 | . | . | 2 | . | . | . | . | 0 | . | . | . | . | 0 | . | . | . | . | 0 | . | . | . | . | 0 | 2.172 | 0.169 | 0 | 0 | 2.341 | 197 | 8 | 0 | 0 | 205 | 315.479 | 2.824 | 0 | 0 | 318.303
2023 | MO | 4160 | Callaway Electric Cooperative | AECI | AC | 1.222 | 0.202 | . | . | 1.424 | 121 | 6 | . | . | 127 | . | . | . | . | 0 | . | . | . | . | 0 | . | . | . | . | 0 | . | . | . | . | 0 | . | . | . | . | 0 | . | . | . | . | 0 | . | . | . | . | 0 | . | . | . | . | 0 | . | . | . | . | 0 | . | . | . | . | 0 | . | . | . | . | 0 | 0.003 | . | . | . | 0.003 | 1 | . | . | . | 1 | . | . | . | . | 0 | . | . | . | . | 0 | . | . | . | . | 0 | . | . | . | . | 0 | 1.225 | 0.202 | 0 | 0 | 1.427 | 122 | 6 | 0 | 0 | 128 | 0 | 0 | 0 | 0 | 0
2023 | MO | 4237 | Consolidated Electric Coop | AECI | AC | 0.693 | 0.288 | . | . | 0.981 | 52 | 8 | . | . | 60 | 183.99 | 41.68 | . | . | 225.67 | . | . | . | . | 0 | . | . | . | . | 0 | . | . | . | . | 0 | . | . | . | . | 0 | 0.037 | . | . | . | 0.037 | 6 | . | . | . | 6 | . | . | . | . | 0 | . | . | . | . | 0 | . | . | . | . | 0 | . | . | . | . | 0 | 0.029 | . | . | . | 0.029 | 7 | . | . | . | 7 | 0 | . | . | . | 0 | . | . | . | . | 0 | . | . | . | . | 0 | . | . | . | . | 0 | 0.722 | 0.288 | 0 | 0 | 1.01 | 59 | 8 | 0 | 0 | 67 | 183.99 | 41.68 | 0 | 0 | 225.67
2023 | MO | 4524 | Crawford Electric Coop, Inc | AECI | AC | 0.858 | 0.043 | . | . | 0.901 | 91 | 5 | . | . | 96 | 137.59 | 5.338 | . | . | 142.928 | . | . | . | . | 0 | . | . | . | . | 0 | . | . | . | . | 0 | . | . | . | . | 0 | . | . | . | . | 0 | . | . | . | . | 0 | . | . | . | . | 0 | . | . | . | . | 0 | . | . | . | . | 0 | . | . | . | . | 0 | . | . | . | . | 0 | . | . | . | . | 0 | . | . | . | . | 0 | . | . | . | . | 0 | . | . | . | . | 0 | . | . | . | . | 0 | 0.858 | 0.043 | 0 | 0 | 0.901 | 91 | 5 | 0 | 0 | 96 | 137.59 | 5.338 | 0 | 0 | 142.928
2023 | MO | 4675 | Cuivre River Electric Coop Inc | AECI | AC | 2.053 | 0.008 | . | . | 2.061 | 238 | 1 | . | . | 239 | 1562.169 | 0.6 | . | . | 1562.769 | . | . | . | . | 0 | . | . | . | . | 0 | . | . | . | . | 0 | . | . | . | . | 0 | . | . | . | . | 0 | . | . | . | . | 0 | . | . | . | . | 0 | . | . | . | . | 0 | . | . | . | . | 0 | . | . | . | . | 0 | . | . | . | . | 0 | . | . | . | . | 0 | . | . | . | . | 0 | . | . | . | . | 0 | . | . | . | . | 0 | . | . | . | . | 0 | 2.053 | 0.008 | 0 | 0 | 2.061 | 238 | 1 | 0 | 0 | 239 | 1562.169 | 0.6 | 0 | 0 | 1562.769
2023 | MO | 5860 | Empire District Electric Co | SWPP | DC | 55.642 | 34.927 | 0.746 | . | 91.315 | 4246 | 444 | 7 | . | 4697 | 198.814 | 108.233 | . | . | 307.047 | . | . | . | . | 0 | . | . | . | . | 0 | . | . | . | . | 0 | . | . | . | . | 0 | . | . | . | . | 0 | . | . | . | . | 0 | . | . | . | . | 0 | . | . | . | . | 0 | . | . | . | . | 0 | . | . | . | . | 0 | 0.01 | 0.002 | . | . | 0.012 | 1 | 1 | . | . | 2 | . | . | . | . | 0 | . | . | . | . | 0 | . | . | . | . | 0 | . | . | . | . | 0 | 55.652 | 34.929 | 0.746 | 0 | 91.327 | 4247 | 445 | 7 | 0 | 4699 | 198.814 | 108.233 | 0 | 0 | 307.047
2023 | MO | 6181 | Farmers Electric Coop, Inc - (MO) | AECI | AC | 1.336 | 0.118 | . | . | 1.454 | 132 | 2 | . | . | 134 | 1056.605 | 130.36 | . | . | 1186.965 | . | . | . | . | 0 | . | . | . | . | 0 | . | . | . | . | 0 | . | . | . | . | 0 | . | . | . | . | 0 | . | . | . | . | 0 | . | . | . | . | 0 | . | . | . | . | 0 | . | . | . | . | 0 | . | . | . | . | 0 | 0.025 | . | . | . | 0.025 | 2 | . | . | . | 2 | 12.67 | . | . | . | 12.67 | . | . | . | . | 0 | . | . | . | . | 0 | . | . | . | . | 0 | 1.361 | 0.118 | 0 | 0 | 1.479 | 134 | 2 | 0 | 0 | 136 | 1069.275 | 130.36 | 0 | 0 | 1199.635
2023 | MO | 6205 | City of Farmington - (MO) | MISO | AC | 0.168 | 0.062 | . | . | 0.23 | 17 | 1 | . | . | 18 | . | . | . | . | 0 | . | . | . | . | 0 | . | . | . | . | 0 | . | . | . | . | 0 | . | . | . | . | 0 | . | . | . | . | 0 | . | . | . | . | 0 | . | . | . | . | 0 | . | . | . | . | 0 | . | . | . | . | 0 | . | . | . | . | 0 | . | . | . | . | 0 | . | . | . | . | 0 | . | . | . | . | 0 | . | . | . | . | 0 | . | . | . | . | 0 | . | . | . | . | 0 | 0.168 | 0.062 | 0 | 0 | 0.23 | 17 | 1 | 0 | 0 | 18 | 0 | 0 | 0 | 0 | 0
2023 | MO | 7024 | Gascosage Electric Coop | AECI | AC | 0.52 | . | . | . | 0.52 | 47 | . | . | . | 47 | . | . | . | . | 0 | . | . | . | . | 0 | . | . | . | . | 0 | . | . | . | . | 0 | . | . | . | . | 0 | . | . | . | . | 0 | . | . | . | . | 0 | . | . | . | . | 0 | . | . | . | . | 0 | . | . | . | . | 0 | . | . | . | . | 0 | . | . | . | . | 0 | . | . | . | . | 0 | . | . | . | . | 0 | . | . | . | . | 0 | . | . | . | . | 0 | . | . | . | . | 0 | 0.52 | 0 | 0 | 0 | 0.52 | 47 | 0 | 0 | 0 | 47 | 0 | 0 | 0 | 0 | 0
2023 | MO | 8055 | City of Hannibal - (MO) | MISO | AC | 0.055 | . | . | . | 0.055 | 11 | . | . | . | 11 | . | . | . | . | 0 | . | . | . | . | 0 | . | . | . | . | 0 | . | . | . | . | 0 | . | . | . | . | 0 | . | . | . | . | 0 | . | . | . | . | 0 | . | . | . | . | 0 | . | . | . | . | 0 | . | . | . | . | 0 | . | . | . | . | 0 | 0.064 | . | . | . | 0.064 | 1 | . | . | . | 1 | . | . | . | . | 0 | . | . | . | . | 0 | . | . | . | . | 0 | . | . | . | . | 0 | 0.119 | 0 | 0 | 0 | 0.119 | 12 | 0 | 0 | 0 | 12 | 0 | 0 | 0 | 0 | 0
2023 | MO | 8934 | Howell-Oregon Elec Coop, Inc | AECI | AC | 2.096 | 0.1 | 0.6 | . | 2.796 | 196 | 6 | 3 | . | 205 | . | . | . | . | 0 | . | . | . | . | 0 | . | . | . | . | 0 | . | . | . | . | 0 | . | . | . | . | 0 | . | . | . | . | 0 | . | . | . | . | 0 | . | . | . | . | 0 | . | . | . | . | 0 | . | . | . | . | 0 | . | . | . | . | 0 | 0.003 | . | . | . | 0.003 | 1 | . | . | . | 1 | . | . | . | . | 0 | . | . | . | . | 0 | . | . | . | . | 0 | . | . | . | . | 0 | 2.099 | 0.1 | 0.6 | 0 | 2.799 | 197 | 6 | 3 | 0 | 206 | 0 | 0 | 0 | 0 | 0
2023 | MO | 9231 | City of Independence - (MO) | SWPP | AC | 4.437 | 0.79 | 0 | 0 | 5.227 | 589 | 30 | 0 | 0 | 619 | . | . | . | . | 0 | . | . | . | . | 0 | . | . | . | . | 0 | . | . | . | . | 0 | . | . | . | . | 0 | . | . | . | . | 0 | . | . | . | . | 0 | . | . | . | . | 0 | . | . | . | . | 0 | . | . | . | . | 0 | . | . | . | . | 0 | . | 0.002 | . | . | 0.002 | . | 1 | . | . | 1 | . | . | . | . | 0 | . | . | . | . | 0 | . | . | . | . | 0 | . | . | . | . | 0 | 4.437 | 0.792 | 0 | 0 | 5.229 | 589 | 31 | 0 | 0 | 620 | 0 | 0 | 0 | 0 | 0
2023 | MO | 9331 | Intercounty Electric Coop Assn - (MO) | AECI | AC | 3.147 | . | . | . | 3.147 | 294 | . | . | . | 294 | . | . | . | . | 0 | . | . | . | . | 0 | . | . | . | . | 0 | . | . | . | . | 0 | . | . | . | . | 0 | 0.442 | . | . | . | 0.442 | 47 | . | . | . | 47 | . | . | . | . | 0 | . | . | . | . | 0 | . | . | . | . | 0 | . | . | . | . | 0 | . | . | . | . | 0 | . | . | . | . | 0 | . | . | . | . | 0 | . | . | . | . | 0 | . | . | . | . | 0 | . | . | . | . | 0 | 3.147 | 0 | 0 | 0 | 3.147 | 294 | 0 | 0 | 0 | 294 | 0 | 0 | 0 | 0 | 0
2023 | MO | 10000 | Evergy Metro | SWPP | AC | 27.106 | 20.788 | 1.527 | . | 49.421 | 3124 | 826 | 53 | . | 4003 | 15318.324 | 5864.697 | 532.875 | . | 21715.896 | 1.349 | 0.033 | . | . | 1.382 | 487 | 2 | . | . | 489 | . | . | . | . | 0 | . | . | . | . | 0 | 0.064 | . | . | . | 0.064 | 8 | . | . | . | 8 | . | . | . | . | 0 | . | . | . | . | 0 | . | . | . | . | 0 | . | . | . | . | 0 | 0.011 | . | 0.05 | . | 0.061 | 4 | . | 1 | . | 5 | 0.13 | . | 0 | . | 0.13 | . | . | . | . | 0 | . | . | . | . | 0 | . | . | . | . | 0 | 28.466 | 20.821 | 1.577 | 0 | 50.864 | 3615 | 828 | 54 | 0 | 4497 | 15318.454 | 5864.697 | 532.875 | 0 | 21716.026
2023 | MO | 10370 | City of Kirkwood - (MO) | MISO | AC | 0.289 | . | . | . | 0.289 | 36 | . | . | . | 36 | 0.173 | . | . | . | 0.173 | . | . | . | . | 0 | . | . | . | . | 0 | . | . | . | . | 0 | . | . | . | . | 0 | . | . | . | . | 0 | . | . | . | . | 0 | . | . | . | . | 0 | . | . | . | . | 0 | . | . | . | . | 0 | . | . | . | . | 0 | . | . | . | . | 0 | . | . | . | . | 0 | . | . | . | . | 0 | . | . | . | . | 0 | . | . | . | . | 0 | . | . | . | . | 0 | 0.289 | 0 | 0 | 0 | 0.289 | 36 | 0 | 0 | 0 | 36 | 0.173 | 0 | 0 | 0 | 0.173
2023 | MO | 10603 | Laclede Electric Coop, Inc | AECI | AC | 2.59 | 0.6 | . | . | 3.19 | 262 | 17 | . | . | 279 | 406.26 | 95.13 | . | . | 501.39 | . | . | . | . | 0 | . | . | . | . | 0 | . | . | . | . | 0 | . | . | . | . | 0 | . | . | . | . | 0 | . | . | . | . | 0 | . | . | . | . | 0 | . | . | . | . | 0 | . | . | . | . | 0 | . | . | . | . | 0 | . | . | . | . | 0 | . | . | . | . | 0 | . | . | . | . | 0 | . | . | . | . | 0 | . | . | . | . | 0 | . | . | . | . | 0 | 2.59 | 0.6 | 0 | 0 | 3.19 | 262 | 17 | 0 | 0 | 279 | 406.26 | 95.13 | 0 | 0 | 501.39
2023 | MO | 10832 | City of Lebanon - (MO) | AECI | AC | 0.105 | 0.004 | . | . | 0.109 | 13 | 1 | . | . | 14 | . | . | . | . | 0 | . | . | . | . | 0 | . | . | . | . | 0 | . | . | . | . | 0 | . | . | . | . | 0 | . | . | . | . | 0 | . | . | . | . | 0 | . | . | . | . | 0 | . | . | . | . | 0 | . | . | . | . | 0 | . | . | . | . | 0 | . | . | . | . | 0 | . | . | . | . | 0 | . | . | . | . | 0 | . | . | . | . | 0 | . | . | . | . | 0 | . | . | . | . | 0 | 0.105 | 0.004 | 0 | 0 | 0.109 | 13 | 1 | 0 | 0 | 14 | 0 | 0 | 0 | 0 | 0
2023 | MO | 11463 | Macon Electric Coop | AECI | AC | 0.57 | 0.46 | . | . | 1.03 | 56 | 12 | . | . | 68 | . | . | . | . | 0 | . | . | . | . | 0 | . | . | . | . | 0 | . | . | . | . | 0 | . | . | . | . | 0 | . | . | . | . | 0 | . | . | . | . | 0 | . | . | . | . | 0 | . | . | . | . | 0 | . | . | . | . | 0 | . | . | . | . | 0 | . | . | . | . | 0 | . | . | . | . | 0 | . | . | . | . | 0 | . | . | . | . | 0 | . | . | . | . | 0 | . | . | . | . | 0 | 0.57 | 0.46 | 0 | 0 | 1.03 | 56 | 12 | 0 | 0 | 68 | 0 | 0 | 0 | 0 | 0
2023 | MO | 12698 | Evergy Missouri West | SWPP | AC | 47.557 | 23.959 | 0.891 | . | 72.407 | 4309 | 854 | 21 | . | 5184 | 29241.97 | 8165.311 | 160.158 | . | 37567.439 | . | . | . | . | 0 | . | . | . | . | 0 | 0.845 | 0.046 | . | . | 0.891 | 256 | 5 | . | . | 261 | 0.044 | . | . | . | 0.044 | 5 | . | . | . | 5 | . | . | . | . | 0 | . | . | . | . | 0 | . | . | . | . | 0 | . | . | . | . | 0 | 0.026 | 0.006 | . | . | 0.032 | 11 | 2 | . | . | 13 | 23.038 | 0 | . | . | 23.038 | . | . | . | . | 0 | . | . | . | . | 0 | . | . | . | . | 0 | 48.428 | 24.011 | 0.891 | 0 | 73.33 | 4576 | 861 | 21 | 0 | 5458 | 29265.008 | 8165.311 | 160.158 | 0 | 37590.477
2023 | MO | 12700 | Missouri Rural Electric Coop | AECI | AC | 0.068 | 0.015 | 0.132 | . | 0.215 | 7 | 1 | 3 | . | 11 | . | . | . | . | 0 | . | . | . | . | 0 | . | . | . | . | 0 | . | . | . | . | 0 | . | . | . | . | 0 | . | . | . | . | 0 | . | . | . | . | 0 | . | . | . | . | 0 | . | . | . | . | 0 | . | . | . | . | 0 | . | . | . | . | 0 | 0.002 | . | . | . | 0.002 | 1 | . | . | . | 1 | . | . | . | . | 0 | . | . | . | . | 0 | . | . | . | . | 0 | . | . | . | . | 0 | 0.07 | 0.015 | 0.132 | 0 | 0.217 | 8 | 1 | 3 | 0 | 12 | 0 | 0 | 0 | 0 | 0
2023 | MO | 12782 | City of Monett - (MO) | SWPP | AC | 0.268 | 0.013 | . | . | 0.281 | 28 | 1 | . | . | 29 | 0.042 | 0.001 | . | . | 0.043 | . | . | . | . | 0 | . | . | . | . | 0 | . | . | . | . | 0 | . | . | . | . | 0 | . | . | . | . | 0 | . | . | . | . | 0 | . | . | . | . | 0 | . | . | . | . | 0 | . | . | . | . | 0 | . | . | . | . | 0 | . | . | . | . | 0 | . | . | . | . | 0 | . | . | . | . | 0 | . | . | . | . | 0 | . | . | . | . | 0 | . | . | . | . | 0 | 0.268 | 0.013 | 0 | 0 | 0.281 | 28 | 1 | 0 | 0 | 29 | 0.042 | 0.001 | 0 | 0 | 0.043
2023 | MO | 13520 | New-Mac Electric Coop, Inc | AECI | AC | 3.065 | . | . | . | 3.065 | 305 | . | . | . | 305 | 2.239 | . | . | . | 2.239 | . | . | . | . | 0 | . | . | . | . | 0 | . | . | . | . | 0 | . | . | . | . | 0 | . | . | . | . | 0 | . | . | . | . | 0 | . | . | . | . | 0 | . | . | . | . | 0 | . | . | . | . | 0 | . | . | . | . | 0 | . | . | . | . | 0 | . | . | . | . | 0 | . | . | . | . | 0 | . | . | . | . | 0 | . | . | . | . | 0 | . | . | . | . | 0 | 3.065 | 0 | 0 | 0 | 3.065 | 305 | 0 | 0 | 0 | 305 | 2.239 | 0 | 0 | 0 | 2.239
2023 | MO | 14192 | Osage Valley Elec Coop Assn | AECI | AC | 3.471 | 0.423 | . | . | 3.894 | 341 | 17 | . | . | 358 | . | . | . | . | 0 | . | . | . | . | 0 | . | . | . | . | 0 | . | . | . | . | 0 | . | . | . | . | 0 | 0.168 | . | . | . | 0.168 | 21 | . | . | . | 21 | . | . | . | . | 0 | . | . | . | . | 0 | . | . | . | . | 0 | . | . | . | . | 0 | . | . | . | . | 0 | . | . | . | . | 0 | . | . | . | . | 0 | . | . | . | . | 0 | . | . | . | . | 0 | . | . | . | . | 0 | 3.471 | 0.423 | 0 | 0 | 3.894 | 341 | 17 | 0 | 0 | 358 | 0 | 0 | 0 | 0 | 0
2023 | MO | 14285 | Ozark Border Electric Coop | AECI | AC | 1.04 | 0.01 | . | . | 1.05 | 91 | 1 | . | . | 92 | . | . | . | . | 0 | . | . | . | . | 0 | . | . | . | . | 0 | . | . | . | . | 0 | . | . | . | . | 0 | . | . | . | . | 0 | . | . | . | . | 0 | . | . | . | . | 0 | . | . | . | . | 0 | . | . | . | . | 0 | . | . | . | . | 0 | . | 0.002 | . | . | 0.002 | . | 1 | . | . | 1 | . | . | . | . | 0 | . | . | . | . | 0 | . | . | . | . | 0 | . | . | . | . | 0 | 1.04 | 0.012 | 0 | 0 | 1.052 | 91 | 2 | 0 | 0 | 93 | 0 | 0 | 0 | 0 | 0
2023 | MO | 14288 | Ozark Electric Coop Inc - (MO) | AECI | AC | 5.123 | 0.047 | . | . | 5.17 | 520 | 4 | . | . | 524 | . | . | . | . | 0 | . | . | . | . | 0 | . | . | . | . | 0 | . | . | . | . | 0 | . | . | . | . | 0 | . | . | . | . | 0 | . | . | . | . | 0 | . | . | . | . | 0 | . | . | . | . | 0 | . | . | . | . | 0 | . | . | . | . | 0 | 0.006 | . | . | . | 0.006 | 1 | . | . | . | 1 | . | . | . | . | 0 | . | . | . | . | 0 | . | . | . | . | 0 | . | . | . | . | 0 | 5.129 | 0.047 | 0 | 0 | 5.176 | 521 | 4 | 0 | 0 | 525 | 0 | 0 | 0 | 0 | 0
2023 | MO | 15138 | Platte-Clay Electric Coop, Inc | AECI | AC | 3.917 | . | . | . | 3.917 | 369 | . | . | . | 369 | 548.047 | . | . | . | 548.047 | . | . | . | . | 0 | . | . | . | . | 0 | . | . | . | . | 0 | . | . | . | . | 0 | . | . | . | . | 0 | . | . | . | . | 0 | . | . | . | . | 0 | . | . | . | . | 0 | . | . | . | . | 0 | . | . | . | . | 0 | 0.009 | . | . | . | 0.009 | 4 | . | . | . | 4 | 0 | . | . | . | 0 | . | . | . | . | 0 | . | . | . | . | 0 | . | . | . | . | 0 | 3.926 | 0 | 0 | 0 | 3.926 | 373 | 0 | 0 | 0 | 373 | 548.047 | 0 | 0 | 0 | 548.047
2023 | MO | 15229 | City of Poplar Bluff - (MO) | SPA | AC | 0.144 | 0.131 | 0 | . | 0.275 | 16 | 6 | . | . | 22 | 6.659 | 24.953 | . | . | 31.612 | . | . | . | . | 0 | . | . | . | . | 0 | . | . | . | . | 0 | . | . | . | . | 0 | . | . | . | . | 0 | . | . | . | . | 0 | . | . | . | . | 0 | . | . | . | . | 0 | . | . | . | . | 0 | . | . | . | . | 0 | . | . | . | . | 0 | . | . | . | . | 0 | . | . | . | . | 0 | . | . | . | . | 0 | . | . | . | . | 0 | . | . | . | . | 0 | 0.144 | 0.131 | 0 | 0 | 0.275 | 16 | 6 | 0 | 0 | 22 | 6.659 | 24.953 | 0 | 0 | 31.612
2023 | MO | 16259 | City of Rolla - (MO) | MISO | AC | 0.167 | 0.023 | . | . | 0.19 | 16 | 2 | . | . | 18 | 0.088 | . | . | . | 0.088 | . | . | . | . | 0 | . | . | . | . | 0 | . | . | . | . | 0 | . | . | . | . | 0 | . | . | . | . | 0 | . | . | . | . | 0 | . | . | . | . | 0 | . | . | . | . | 0 | . | . | . | . | 0 | . | . | . | . | 0 | . | . | . | . | 0 | . | . | . | . | 0 | . | . | . | . | 0 | . | . | . | . | 0 | . | . | . | . | 0 | . | . | . | . | 0 | 0.167 | 0.023 | 0 | 0 | 0.19 | 16 | 2 | 0 | 0 | 18 | 0.088 | 0 | 0 | 0 | 0.088
2023 | MO | 16751 | Three Rivers Electric Coop | AECI | AC | 1.311 | 0.116 | . | . | 1.427 | 131 | 5 | . | . | 136 | 175.814 | 0.259 | . | . | 176.073 | . | . | . | . | 0 | . | . | . | . | 0 | . | . | . | . | 0 | . | . | . | . | 0 | . | . | . | . | 0 | . | . | . | . | 0 | . | . | . | . | 0 | . | . | . | . | 0 | . | . | . | . | 0 | . | . | . | . | 0 | 0.002 | . | . | . | 0.002 | 1 | . | . | . | 1 | 0 | . | . | . | 0 | 0.05 | . | . | . | 0.05 | 3 | . | . | . | 3 | 5.773 | . | . | . | 5.773 | 1.363 | 0.116 | 0 | 0 | 1.479 | 135 | 5 | 0 | 0 | 140 | 181.587 | 0.259 | 0 | 0 | 181.846
2023 | MO | 16805 | SEMO Electric Cooperative | AECI | AC | 0.694 | 0.55 | . | . | 1.244 | 85 | 14 | . | . | 99 | . | . | . | . | 0 | . | . | . | . | 0 | . | . | . | . | 0 | . | . | . | . | 0 | . | . | . | . | 0 | . | . | . | . | 0 | . | . | . | . | 0 | . | . | . | . | 0 | . | . | . | . | 0 | . | . | . | . | 0 | . | . | . | . | 0 | . | . | . | . | 0 | . | . | . | . | 0 | . | . | . | . | 0 | . | . | . | . | 0 | . | . | . | . | 0 | . | . | . | . | 0 | 0.694 | 0.55 | 0 | 0 | 1.244 | 85 | 14 | 0 | 0 | 99 | 0 | 0 | 0 | 0 | 0
2023 | MO | 17177 | City of Sikeston - (MO) | SPA | AC | 0.216 | . | 0.94 | . | 1.156 | 24 | . | 4 | . | 28 | . | . | . | . | 0 | . | . | . | . | 0 | . | . | . | . | 0 | . | . | . | . | 0 | . | . | . | . | 0 | . | . | . | . | 0 | . | . | . | . | 0 | . | . | . | . | 0 | . | . | . | . | 0 | . | . | . | . | 0 | . | . | . | . | 0 | . | . | . | . | 0 | . | . | . | . | 0 | . | . | . | . | 0 | . | . | . | . | 0 | . | . | . | . | 0 | . | . | . | . | 0 | 0.216 | 0 | 0.94 | 0 | 1.156 | 24 | 0 | 4 | 0 | 28 | 0 | 0 | 0 | 0 | 0
2023 | MO | 17833 | City Utilities of Springfield - (MO) | SWPP | AC | 4.854 | 2.696 | 0 | 0 | 7.55 | 621 | 59 | 0 | 0 | 680 | 564.656 | 493.753 | 0 | 0 | 1058.409 | . | . | . | . | 0 | . | . | . | . | 0 | . | . | . | . | 0 | . | . | . | . | 0 | . | . | . | . | 0 | . | . | . | . | 0 | . | . | . | . | 0 | . | . | . | . | 0 | . | . | . | . | 0 | . | . | . | . | 0 | . | . | . | . | 0 | . | . | . | . | 0 | . | . | . | . | 0 | . | . | . | . | 0 | . | . | . | . | 0 | . | . | . | . | 0 | 4.854 | 2.696 | 0 | 0 | 7.55 | 621 | 59 | 0 | 0 | 680 | 564.656 | 493.753 | 0 | 0 | 1058.409
2023 | MO | 19436 | Union Electric Co - (MO) | MISO | DC | 67.213 | 49.824 | 3.066 | 0 | 120.103 | 7158 | 1823 | 107 | 0 | 9088 | . | . | . | . | 0 | . | . | . | . | 0 | . | . | . | . | 0 | . | . | . | . | 0 | . | . | . | . | 0 | 4.249 | 0.048 | . | . | 4.297 | 470 | 6 | . | . | 476 | . | . | . | . | 0 | . | . | . | . | 0 | . | . | . | . | 0 | . | . | . | . | 0 | 0.048 | 0.018 | . | . | 0.066 | 18 | 7 | . | . | 25 | . | . | . | . | 0 | . | . | . | . | 0 | . | . | . | . | 0 | . | . | . | . | 0 | 67.261 | 49.842 | 3.066 | 0 | 120.169 | 7176 | 1830 | 107 | 0 | 9113 | 0 | 0 | 0 | 0 | 0
2023 | MO | 20318 | Webster Electric Coop | AECI | AC | 1.214 | . | . | . | 1.214 | 117 | . | . | . | 117 | 126.034 | . | . | . | 126.034 | . | . | . | . | 0 | . | . | . | . | 0 | . | . | . | . | 0 | . | . | . | . | 0 | . | . | . | . | 0 | . | . | . | . | 0 | . | . | . | . | 0 | . | . | . | . | 0 | . | . | . | . | 0 | . | . | . | . | 0 | 0.012 | . | . | . | 0.012 | 7 | . | . | . | 7 | 0 | . | . | . | 0 | . | . | . | . | 0 | . | . | . | . | 0 | . | . | . | . | 0 | 1.226 | 0 | 0 | 0 | 1.226 | 124 | 0 | 0 | 0 | 124 | 126.034 | 0 | 0 | 0 | 126.034
2023 | MO | 20363 | West Central Electric Coop Inc - (MO) | AECI | AC | 2.209 | . | . | . | 2.209 | 213 | . | . | . | 213 | 1505.159 | . | . | . | 1505.159 | . | . | . | . | 0 | . | . | . | . | 0 | . | . | . | . | 0 | . | . | . | . | 0 | . | . | . | . | 0 | . | . | . | . | 0 | . | . | . | . | 0 | . | . | . | . | 0 | . | . | . | . | 0 | . | . | . | . | 0 | . | . | . | . | 0 | . | . | . | . | 0 | . | . | . | . | 0 | . | . | . | . | 0 | . | . | . | . | 0 | . | . | . | . | 0 | 2.209 | 0 | 0 | 0 | 2.209 | 213 | 0 | 0 | 0 | 213 | 1505.159 | 0 | 0 | 0 | 1505.159
2023 | MO | 20574 | White River Valley El Coop Inc | AECI | DC | 6.112 | . | . | . | 6.112 | 523 | . | . | . | 523 | . | . | . | . | 0 | . | . | . | . | 0 | . | . | . | . | 0 | . | . | . | . | 0 | . | . | . | . | 0 | . | . | . | . | 0 | . | . | . | . | 0 | . | . | . | . | 0 | . | . | . | . | 0 | . | . | . | . | 0 | . | . | . | . | 0 | 0.008 | . | . | . | 0.008 | 3 | . | . | . | 3 | . | . | . | . | 0 | . | . | . | . | 0 | . | . | . | . | 0 | . | . | . | . | 0 | 6.12 | 0 | 0 | 0 | 6.12 | 526 | 0 | 0 | 0 | 526 | 0 | 0 | 0 | 0 | 0
2023 | MO | 27238 | Southwest Electric Coop, Inc | AECI | AC | 3.25 | 0.232 | . | . | 3.482 | 319 | 4 | . | . | 323 | 491.392 | . | . | . | 491.392 | . | . | . | . | 0 | . | . | . | . | 0 | . | . | . | . | 0 | . | . | . | . | 0 | . | . | . | . | 0 | . | . | . | . | 0 | . | . | . | . | 0 | . | . | . | . | 0 | . | . | . | . | 0 | . | . | . | . | 0 | . | . | . | . | 0 | . | . | . | . | 0 | . | . | . | . | 0 | . | . | . | . | 0 | . | . | . | . | 0 | . | . | . | . | 0 | 3.25 | 0.232 | 0 | 0 | 3.482 | 319 | 4 | 0 | 0 | 323 | 491.392 | 0 | 0 | 0 | 491.392
2023 | MO | 99999 | State Adjustment | AECI |  | 2.792 | 0.462 | 0 | . | 3.254 | . | . | . | . | . | . | . | . | . | . | . | . | . | . | . | . | . | . | . | . | . | . | . | . | . | . | . | . | . | . | . | . | . | . | . | . | . | . | . | . | . | . | . | . | . | . | . | . | . | . | . | . | . | . | . | . | . | . | . | . | . | . | . | . | . | . | . | . | . | . | . | . | . | . | . | . | . | . | . | . | . | . | . | . | . | . | . | . | . | . | 2.792 | 0.462 | 0 | . | 3.254 | . | . | . | . | . | . | . | . | . | .
2023 | MO | 99999 | State Adjustment | MISO |  | -12.711 | -8.9 | -0.589 | . | -22.2 | . | . | . | . | . | . | . | . | . | . | . | . | . | . | . | . | . | . | . | . | . | . | . | . | . | . | . | . | . | . | . | . | . | . | . | . | . | . | . | . | . | . | . | . | . | . | . | . | . | . | . | . | . | . | . | . | . | . | . | . | . | . | . | . | . | . | . | . | . | . | . | . | . | . | . | . | . | . | . | . | . | . | . | . | . | . | . | . | . | . | -12.711 | -8.9 | -0.589 | . | -22.2 | . | . | . | . | . | . | . | . | . | .
2023 | MO | 99999 | State Adjustment | SWPP |  | -9.212 | -5.704 | -0.051 | . | -14.967 | . | . | . | . | . | . | . | . | . | . | . | . | . | . | . | . | . | . | . | . | . | . | . | . | . | . | . | . | . | . | . | . | . | . | . | . | . | . | . | . | . | . | . | . | . | . | . | . | . | . | . | . | . | . | . | . | . | . | . | . | . | . | . | . | . | . | . | . | . | . | . | . | . | . | . | . | . | . | . | . | . | . | . | . | . | . | . | . | . | . | -9.212 | -5.704 | -0.051 | . | -14.967 | . | . | . | . | . | . | . | . | . | .
2023 | MS | 3841 | Coast Electric Power Assn - (MS) | SOCO | AC | 0.259 | 0.092 | . | . | 0.351 | 371 | 1 | . | . | 372 | 108.084 | 1 | . | . | 109.084 | . | . | . | . | 0 | . | . | . | . | 0 | . | . | . | . | 0 | . | . | . | . | 0 | . | . | . | . | 0 | . | . | . | . | 0 | . | . | . | . | 0 | . | . | . | . | 0 | . | . | . | . | 0 | . | . | . | . | 0 | . | . | . | . | 0 | . | . | . | . | 0 | . | . | . | . | 0 | . | . | . | . | 0 | . | . | . | . | 0 | . | . | . | . | 0 | 0.259 | 0.092 | 0 | 0 | 0.351 | 371 | 1 | 0 | 0 | 372 | 108.084 | 1 | 0 | 0 | 109.084
2023 | MS | 5175 | Dixie Electric Power Assn - (MS) | MISO | AC | 0.262 | 0.268 | . | . | 0.53 | 36 | 5 | . | . | 41 | 158.759 | 77.517 | . | . | 236.276 | . | . | . | . | 0 | . | . | . | . | 0 | . | . | . | . | 0 | . | . | . | . | 0 | . | . | . | . | 0 | . | . | . | . | 0 | . | . | . | . | 0 | . | . | . | . | 0 | . | . | . | . | 0 | . | . | . | . | 0 | . | . | . | . | 0 | . | . | . | . | 0 | . | . | . | . | 0 | . | . | . | . | 0 | . | . | . | . | 0 | . | . | . | . | 0 | 0.262 | 0.268 | 0 | 0 | 0.53 | 36 | 5 | 0 | 0 | 41 | 158.759 | 77.517 | 0 | 0 | 236.276
2023 | MS | 11519 | Magnolia Electric Power Assn | MISO | AC | 0.514 | . | 0.32 | . | 0.834 | 69 | . | 5 | . | 74 | . | . | . | . | 0 | . | . | . | . | 0 | . | . | . | . | 0 | . | . | . | . | 0 | . | . | . | . | 0 | . | . | . | . | 0 | . | . | . | . | 0 | . | . | . | . | 0 | . | . | . | . | 0 | . | . | . | . | 0 | . | . | . | . | 0 | . | . | . | . | 0 | . | . | . | . | 0 | . | . | . | . | 0 | . | . | . | . | 0 | . | . | . | . | 0 | . | . | . | . | 0 | 0.514 | 0 | 0.32 | 0 | 0.834 | 69 | 0 | 5 | 0 | 74 | 0 | 0 | 0 | 0 | 0
2023 | MS | 12685 | Entergy Mississippi LLC | MISO | DC | 1.115 | 0.421 | 0.02 | . | 1.556 | 136 | 18 | 1 | . | 155 | . | . | . | . | 0 | . | . | . | . | 0 | . | . | . | . | 0 | . | . | . | . | 0 | . | . | . | . | 0 | . | . | . | . | 0 | . | . | . | . | 0 | . | . | . | . | 0 | . | . | . | . | 0 | . | . | . | . | 0 | . | . | . | . | 0 | 0.011 | . | . | . | 0.011 | 1 | . | . | . | 1 | . | . | . | . | 0 | . | . | . | . | 0 | . | . | . | . | 0 | . | . | . | . | 0 | 1.126 | 0.421 | 0.02 | 0 | 1.567 | 137 | 18 | 1 | 0 | 156 | 0 | 0 | 0 | 0 | 0
2023 | MS | 12686 | Mississippi Power Co | SOCO | DC | 4.161 | 1.942 | 0 | 0 | 6.103 | 418 | 32 | 0 | 0 | 450 | . | . | . | . | 0 | . | . | . | . | 0 | . | . | . | . | 0 | . | . | . | . | 0 | . | . | . | . | 0 | . | . | . | . | 0 | . | . | . | . | 0 | . | . | . | . | 0 | . | . | . | . | 0 | . | . | . | . | 0 | . | . | . | . | 0 | . | . | . | . | 0 | . | . | . | . | 0 | . | . | . | . | 0 | . | . | . | . | 0 | . | . | . | . | 0 | . | . | . | . | 0 | 4.161 | 1.942 | 0 | 0 | 6.103 | 418 | 32 | 0 | 0 | 450 | 0 | 0 | 0 | 0 | 0
2023 | MS | 14563 | Pearl River Valley El Pwr Assn | MISO | AC | 0.718 | 0.76 | . | . | 1.478 | 102 | 12 | . | . | 114 | . | . | . | . | 0 | . | . | . | . | 0 | . | . | . | . | 0 | . | . | . | . | 0 | . | . | . | . | 0 | . | . | . | . | 0 | . | . | . | . | 0 | . | . | . | . | 0 | . | . | . | . | 0 | . | . | . | . | 0 | . | . | . | . | 0 | . | . | . | . | 0 | . | . | . | . | 0 | . | . | . | . | 0 | . | . | . | . | 0 | . | . | . | . | 0 | . | . | . | . | 0 | 0.718 | 0.76 | 0 | 0 | 1.478 | 102 | 12 | 0 | 0 | 114 | 0 | 0 | 0 | 0 | 0
2023 | MS | 17647 | Southern Pine Electric Cooperative | MISO | AC | 0.452 | 0.775 | . | . | 1.227 | 48 | 11 | . | . | 59 | 168.206 | 449.56 | . | . | 617.766 | . | . | . | . | 0 | . | . | . | . | 0 | . | . | . | . | 0 | . | . | . | . | 0 | 0.081 | . | . | . | 0.081 | 10 | . | . | . | 10 | . | . | . | . | 0 | . | . | . | . | 0 | . | . | . | . | 0 | . | . | . | . | 0 | . | . | . | . | 0 | . | . | . | . | 0 | . | . | . | . | 0 | . | 0.065 | . | . | 0.065 | . | 1 | . | . | 1 | . | . | . | . | 0 | 0.452 | 0.84 | 0 | 0 | 1.292 | 48 | 12 | 0 | 0 | 60 | 168.206 | 449.56 | 0 | 0 | 617.766
2023 | MS | 22815 | Delta Electric Power Assn | MISO | AC | 0.018 | . | 0.087 | . | 0.105 | 1 | . | 3 | . | 4 | 4.473 | . | 42.291 | . | 46.764 | . | . | . | . | 0 | . | . | . | . | 0 | . | . | . | . | 0 | . | . | . | . | 0 | . | . | . | . | 0 | . | . | . | . | 0 | . | . | . | . | 0 | . | . | . | . | 0 | . | . | . | . | 0 | . | . | . | . | 0 | . | . | . | . | 0 | . | . | . | . | 0 | . | . | . | . | 0 | . | . | . | . | 0 | . | . | . | . | 0 | . | . | . | . | 0 | 0.018 | 0 | 0.087 | 0 | 0.105 | 1 | 0 | 3 | 0 | 4 | 4.473 | 0 | 42.291 | 0 | 46.764
2023 | MS | 99999 | State Adjustment | MISO |  | -0.194 | -0.073 | -0.003 | . | -0.271 | . | . | . | . | . | . | . | . | . | . | . | . | . | . | . | . | . | . | . | . | . | . | . | . | . | . | . | . | . | . | . | . | . | . | . | . | . | . | . | . | . | . | . | . | . | . | . | . | . | . | . | . | . | . | . | . | . | . | . | . | . | . | . | . | . | . | . | . | . | . | . | . | . | . | . | . | . | . | . | . | . | . | . | . | . | . | . | . | . | . | -0.194 | -0.073 | -0.003 | . | -0.271 | . | . | . | . | . | . | . | . | . | .
2023 | MS | 99999 | State Adjustment | SOCO |  | -0.726 | -0.339 | 0 | . | -1.064 | . | . | . | . | . | . | . | . | . | . | . | . | . | . | . | . | . | . | . | . | . | . | . | . | . | . | . | . | . | . | . | . | . | . | . | . | . | . | . | . | . | . | . | . | . | . | . | . | . | . | . | . | . | . | . | . | . | . | . | . | . | . | . | . | . | . | . | . | . | . | . | . | . | . | . | . | . | . | . | . | . | . | . | . | . | . | . | . | . | . | -0.726 | -0.339 | 0 | . | -1.064 | . | . | . | . | . | . | . | . | . | .
2023 | MT | 6169 | Fall River Rural Elec Coop Inc | BPAT | AC | 0.036 | . | . | . | 0.036 | 5 | . | . | . | 5 | . | . | . | . | 0 | . | . | . | . | 0 | . | . | . | . | 0 | . | . | . | . | 0 | . | . | . | . | 0 | . | . | . | . | 0 | . | . | . | . | 0 | . | . | . | . | 0 | . | . | . | . | 0 | . | . | . | . | 0 | . | . | . | . | 0 | . | 0.003 | . | . | 0.003 | . | 1 | . | . | 1 | . | . | . | . | 0 | . | . | . | . | 0 | . | . | . | . | 0 | . | . | . | . | 0 | 0.036 | 0.003 | 0 | 0 | 0.039 | 5 | 1 | 0 | 0 | 6 | 0 | 0 | 0 | 0 | 0
2023 | MT | 6395 | Flathead Electric Coop Inc | BPAT | DC | 1.919 | 0.474 | . | . | 2.393 | 165 | 28 | . | . | 193 | . | . | . | . | 0 | . | . | . | . | 0 | . | . | . | . | 0 | 0.143 | . | . | . | 0.143 | 350 | . | . | . | 350 | 0.434 | 0.027 | . | . | 0.461 | 5 | 2 | . | . | 7 | 0.448 | 0.027 | . | . | 0.475 | . | . | . | . | 0 | . | . | . | . | 0 | . | . | . | . | 0 | 0.005 | . | . | . | 0.005 | 4 | . | . | . | 4 | . | . | . | . | 0 | . | . | . | . | 0 | . | . | . | . | 0 | . | . | . | . | 0 | 2.067 | 0.474 | 0 | 0 | 2.541 | 519 | 28 | 0 | 0 | 547 | 0 | 0 | 0 | 0 | 0
2023 | MT | 11272 | Lower Yellowstone R E A, Inc | WAUW | AC | 0.02 | . | . | . | 0.02 | 3 | . | . | . | 3 | 6.42 | . | . | . | 6.42 | . | . | . | . | 0 | . | . | . | . | 0 | . | . | . | . | 0 | . | . | . | . | 0 | . | . | . | . | 0 | . | . | . | . | 0 | . | . | . | . | 0 | . | . | . | . | 0 | . | . | . | . | 0 | . | . | . | . | 0 | . | . | . | . | 0 | . | . | . | . | 0 | . | . | . | . | 0 | . | . | . | . | 0 | . | . | . | . | 0 | . | . | . | . | 0 | 0.02 | 0 | 0 | 0 | 0.02 | 3 | 0 | 0 | 0 | 3 | 6.42 | 0 | 0 | 0 | 6.42
2023 | MT | 12199 | Montana-Dakota Utilities Co | SWPP | AC | 0.122 | 0.074 | . | . | 0.196 | 15 | 4 | . | . | 19 | . | . | . | . | 0 | . | . | . | . | 0 | . | . | . | . | 0 | . | . | . | . | 0 | . | . | . | . | 0 | . | . | . | . | 0 | . | . | . | . | 0 | . | . | . | . | 0 | . | . | . | . | 0 | . | . | . | . | 0 | . | . | . | . | 0 | 0.002 | 0.005 | . | . | 0.007 | 3 | 2 | . | . | 5 | . | . | . | . | 0 | . | . | . | . | 0 | . | . | . | . | 0 | . | . | . | . | 0 | 0.124 | 0.079 | 0 | 0 | 0.203 | 18 | 6 | 0 | 0 | 24 | 0 | 0 | 0 | 0 | 0
2023 | MT | 12692 | Missoula Electric Coop, Inc | BPAT | AC | 0.872 | 0.083 | . | . | 0.955 | 114 | 6 | . | . | 120 | . | . | . | . | 0 | . | . | . | . | 0 | . | . | . | . | 0 | 0.109 | 0.046 | . | . | 0.155 | 142 | 10 | . | . | 152 | . | . | . | . | 0 | . | . | . | . | 0 | . | . | . | . | 0 | . | . | . | . | 0 | . | . | . | . | 0 | . | . | . | . | 0 | 0.002 | . | . | . | 0.002 | 1 | . | . | . | 1 | . | . | . | . | 0 | . | . | . | . | 0 | . | . | . | . | 0 | . | . | . | . | 0 | 0.983 | 0.129 | 0 | 0 | 1.112 | 257 | 16 | 0 | 0 | 273 | 0 | 0 | 0 | 0 | 0
2023 | MT | 12825 | NorthWestern Energy LLC - (MT) | NWMT | AC | 39.401 | 10.334 | . | . | 49.735 | 5579 | 659 | . | . | 6238 | . | . | . | . | 0 | . | . | . | . | 0 | . | . | . | . | 0 | . | . | . | . | 0 | . | . | . | . | 0 | 0.66 | 0.058 | . | . | 0.718 | 50 | 3 | . | . | 53 | . | . | . | . | 0 | . | . | . | . | 0 | . | . | . | . | 0 | . | . | . | . | 0 | 0.411 | 0.47 | . | . | 0.881 | 76 | 35 | . | . | 111 | . | . | . | . | 0 | 0.018 | 0.07 | . | . | 0.088 | 3 | 2 | . | . | 5 | . | . | . | . | 0 | 39.83 | 10.874 | 0 | 0 | 50.704 | 5658 | 696 | 0 | 0 | 6354 | 0 | 0 | 0 | 0 | 0
2023 | MT | 19603 | USBIA-Mission Valley Power | NWMT | AC | 0.468 | . | . | . | 0.468 | 70 | . | . | . | 70 | . | . | . | . | 0 | . | . | . | . | 0 | . | . | . | . | 0 | . | . | . | . | 0 | . | . | . | . | 0 | . | . | . | . | 0 | . | . | . | . | 0 | . | . | . | . | 0 | . | . | . | . | 0 | . | . | . | . | 0 | . | . | . | . | 0 | . | . | . | . | 0 | . | . | . | . | 0 | . | . | . | . | 0 | . | . | . | . | 0 | . | . | . | . | 0 | . | . | . | . | 0 | 0.468 | 0 | 0 | 0 | 0.468 | 70 | 0 | 0 | 0 | 70 | 0 | 0 | 0 | 0 | 0
2023 | MT | 20997 | Yellowstone Valley Elec Co-op | WAUW | AC | 2.884 | . | . | . | 2.884 | 333 | . | . | . | 333 | . | . | . | . | 0 | . | . | . | . | 0 | . | . | . | . | 0 | . | . | . | . | 0 | . | . | . | . | 0 | . | . | . | . | 0 | . | . | . | . | 0 | . | . | . | . | 0 | . | . | . | . | 0 | . | . | . | . | 0 | . | . | . | . | 0 | 0.016 | . | . | . | 0.016 | 3 | . | . | . | 3 | . | . | . | . | 0 | . | . | . | . | 0 | . | . | . | . | 0 | . | . | . | . | 0 | 2.9 | 0 | 0 | 0 | 2.9 | 336 | 0 | 0 | 0 | 336 | 0 | 0 | 0 | 0 | 0
2023 | MT | 21513 | Fergus Electric Coop, Inc | WAUW | AC | 0.686 | . | . | . | 0.686 | 61 | . | . | . | 61 | . | . | . | . | 0 | . | . | . | . | 0 | . | . | . | . | 0 | . | . | . | . | 0 | . | . | . | . | 0 | . | . | . | . | 0 | . | . | . | . | 0 | . | . | . | . | 0 | . | . | . | . | 0 | . | . | . | . | 0 | . | . | . | . | 0 | 0.017 | . | . | . | 0.017 | 2 | . | . | . | 2 | . | . | . | . | 0 | . | . | . | . | 0 | . | . | . | . | 0 | . | . | . | . | 0 | 0.703 | 0 | 0 | 0 | 0.703 | 63 | 0 | 0 | 0 | 63 | 0 | 0 | 0 | 0 | 0
2023 | MT | 99999 | State Adjustment | BPAT |  | -0.246 | -0.08 | . | . | -0.325 | . | . | . | . | . | . | . | . | . | . | . | . | . | . | . | . | . | . | . | . | . | . | . | . | . | . | . | . | . | . | . | . | . | . | . | . | . | . | . | . | . | . | . | . | . | . | . | . | . | . | . | . | . | . | . | . | . | . | . | . | . | . | . | . | . | . | . | . | . | . | . | . | . | . | . | . | . | . | . | . | . | . | . | . | . | . | . | . | . | . | -0.246 | -0.08 | . | . | -0.325 | . | . | . | . | . | . | . | . | . | .
2023 | MT | 99999 | State Adjustment | NWMT |  | 1.286 | 0.04 | . | . | 1.326 | . | . | . | . | . | . | . | . | . | . | . | . | . | . | . | . | . | . | . | . | . | . | . | . | . | . | . | . | . | . | . | . | . | . | . | . | . | . | . | . | . | . | . | . | . | . | . | . | . | . | . | . | . | . | . | . | . | . | . | . | . | . | . | . | . | . | . | . | . | . | . | . | . | . | . | . | . | . | . | . | . | . | . | . | . | . | . | . | . | . | 1.286 | 0.04 | . | . | 1.326 | . | . | . | . | . | . | . | . | . | .
2023 | MT | 99999 | State Adjustment | SWPP |  | 0.014 | 0.008 | . | . | 0.022 | . | . | . | . | . | . | . | . | . | . | . | . | . | . | . | . | . | . | . | . | . | . | . | . | . | . | . | . | . | . | . | . | . | . | . | . | . | . | . | . | . | . | . | . | . | . | . | . | . | . | . | . | . | . | . | . | . | . | . | . | . | . | . | . | . | . | . | . | . | . | . | . | . | . | . | . | . | . | . | . | . | . | . | . | . | . | . | . | . | . | 0.014 | 0.008 | . | . | 0.022 | . | . | . | . | . | . | . | . | . | .
2023 | MT | 99999 | State Adjustment | WAUW |  | 0.008 | 0.08 | . | . | 0.088 | . | . | . | . | . | . | . | . | . | . | . | . | . | . | . | . | . | . | . | . | . | . | . | . | . | . | . | . | . | . | . | . | . | . | . | . | . | . | . | . | . | . | . | . | . | . | . | . | . | . | . | . | . | . | . | . | . | . | . | . | . | . | . | . | . | . | . | . | . | . | . | . | . | . | . | . | . | . | . | . | . | . | . | . | . | . | . | . | . | . | 0.008 | 0.08 | . | . | 0.088 | . | . | . | . | . | . | . | . | . | .
2023 | NC | 240 | Albemarle Electric Member Corp | PJM | AC | 0.3 | . | . | . | 0.3 | 28 | . | . | . | 28 | . | . | . | . | 0 | . | . | . | . | 0 | . | . | . | . | 0 | . | . | . | . | 0 | . | . | . | . | 0 | . | . | . | . | 0 | . | . | . | . | 0 | . | . | . | . | 0 | . | . | . | . | 0 | . | . | . | . | 0 | . | . | . | . | 0 | . | . | . | . | 0 | . | . | . | . | 0 | . | . | . | . | 0 | . | . | . | . | 0 | . | . | . | . | 0 | . | . | . | . | 0 | 0.3 | 0 | 0 | 0 | 0.3 | 28 | 0 | 0 | 0 | 28 | 0 | 0 | 0 | 0 | 0
2023 | NC | 719 | Town of Apex- (NC) | CPLE | AC | 8.11 | 0.49 | . | . | 8.6 | 1014 | 13 | . | . | 1027 | . | . | . | . | 0 | . | . | . | . | 0 | . | . | . | . | 0 | . | . | . | . | 0 | . | . | . | . | 0 | . | . | . | . | 0 | . | . | . | . | 0 | . | . | . | . | 0 | . | . | . | . | 0 | . | . | . | . | 0 | . | . | . | . | 0 | . | . | . | . | 0 | . | . | . | . | 0 | . | . | . | . | 0 | . | . | . | . | 0 | . | . | . | . | 0 | . | . | . | . | 0 | 8.11 | 0.49 | 0 | 0 | 8.6 | 1014 | 13 | 0 | 0 | 1027 | 0 | 0 | 0 | 0 | 0
2023 | NC | 1889 | Blue Ridge Elec Member Corp - (NC) | DUK | AC | 2.598 | 0.086 | . | . | 2.684 | 301 | 10 | . | . | 311 | 1815.064 | 47.104 | . | . | 1862.168 | . | . | . | . | 0 | . | . | . | . | 0 | 0.5 | . | . | . | 0.5 | 919 | . | . | . | 919 | . | . | . | . | 0 | . | . | . | . | 0 | . | . | . | . | 0 | . | . | . | . | 0 | . | . | . | . | 0 | . | . | . | . | 0 | 0.004 | . | . | . | 0.004 | 2 | . | . | . | 2 | 0.157 | . | . | . | 0.157 | . | . | . | . | 0 | . | . | . | . | 0 | . | . | . | . | 0 | 3.102 | 0.086 | 0 | 0 | 3.188 | 1222 | 10 | 0 | 0 | 1232 | 1815.221 | 47.104 | 0 | 0 | 1862.325
2023 | NC | 3046 | Duke Energy Progress - (NC) | CPLE | AC | 156.384 | 24.179 | 5.118 | . | 185.681 | 21465 | 621 | 19 | . | 22105 | . | . | . | . | 0 | . | . | . | . | 0 | . | . | . | . | 0 | . | . | . | . | 0 | . | . | . | . | 0 | . | . | . | . | 0 | . | . | . | . | 0 | . | . | . | . | 0 | . | . | . | . | 0 | . | . | . | . | 0 | . | . | . | . | 0 | 0.002 | 0.01 | 0 | . | 0.012 | 1 | 1 | 0 | . | 2 | . | . | . | . | 0 | . | . | . | . | 0 | . | . | . | . | 0 | . | . | . | . | 0 | 156.386 | 24.189 | 5.118 | 0 | 185.693 | 21466 | 622 | 19 | 0 | 22107 | 0 | 0 | 0 | 0 | 0
2023 | NC | 5416 | Duke Energy Carolinas, LLC | DUK | AC | 149.463 | 39.121 | 5.537 | . | 194.121 | 22185 | 840 | 32 | . | 23057 | . | . | . | . | 0 | . | . | . | . | 0 | . | . | . | . | 0 | . | . | . | . | 0 | . | . | . | . | 0 | . | . | . | . | 0 | . | . | . | . | 0 | . | . | . | . | 0 | . | . | . | . | 0 | . | . | . | . | 0 | . | . | . | . | 0 | 0.007 | 0.002 | 0 | . | 0.009 | 5 | 1 | 0 | . | 6 | . | . | . | . | 0 | 0.006 | 0.4 | . | . | 0.406 | 1 | 1 | . | . | 2 | . | . | . | . | 0 | 149.476 | 39.523 | 5.537 | 0 | 194.536 | 22191 | 842 | 32 | 0 | 23065 | 0 | 0 | 0 | 0 | 0
2023 | NC | 6640 | Four County Elec Member Corp | CPLE | DC | 0.728 | 0.24 | . | . | 0.968 | 126 | 17 | . | . | 143 | 106 | 259 | . | . | 365 | . | . | . | . | 0 | . | . | . | . | 0 | . | . | . | . | 0 | . | . | . | . | 0 | . | . | . | . | 0 | . | . | . | . | 0 | . | . | . | . | 0 | . | . | . | . | 0 | . | . | . | . | 0 | . | . | . | . | 0 | . | . | . | . | 0 | . | . | . | . | 0 | . | . | . | . | 0 | . | . | . | . | 0 | . | . | . | . | 0 | . | . | . | . | 0 | 0.728 | 0.24 | 0 | 0 | 0.968 | 126 | 17 | 0 | 0 | 143 | 106 | 259 | 0 | 0 | 365
2023 | NC | 6784 | French Broad Elec Member Corp | CPLE | DC | 1.566 | 0.024 | . | . | 1.59 | 252 | 5 | . | . | 257 | . | . | . | . | 0 | . | . | . | . | 0 | . | . | . | . | 0 | . | . | . | . | 0 | . | . | . | . | 0 | 0.428 | 0.019 | . | . | 0.447 | 49 | 1 | . | . | 50 | 0.544 | 0.061 | . | . | 0.605 | . | . | . | . | 0 | . | . | . | . | 0 | . | . | . | . | 0 | 0.003 | . | . | . | 0.003 | 3 | . | . | . | 3 | . | . | . | . | 0 | 0.007 | . | . | . | 0.007 | 2 | . | . | . | 2 | . | . | . | . | 0 | 1.576 | 0.024 | 0 | 0 | 1.6 | 257 | 5 | 0 | 0 | 262 | 0 | 0 | 0 | 0 | 0
2023 | NC | 7639 | Greenville Utilities Comm | CPLE | AC | 0.73 | 0 | 0 | 0 | 0.73 | 89 | 0 | 0 | 0 | 89 | . | . | . | . | 0 | . | . | . | . | 0 | . | . | . | . | 0 | . | . | . | . | 0 | . | . | . | . | 0 | 0.174 | . | . | . | 0.174 | 28 | . | . | . | 28 | . | . | . | . | 0 | . | . | . | . | 0 | . | . | . | . | 0 | . | . | . | . | 0 | . | . | . | . | 0 | . | . | . | . | 0 | . | . | . | . | 0 | . | . | . | . | 0 | . | . | . | . | 0 | . | . | . | . | 0 | 0.73 | 0 | 0 | 0 | 0.73 | 89 | 0 | 0 | 0 | 89 | 0 | 0 | 0 | 0 | 0
2023 | NC | 8333 | Haywood Electric Member Corp | DUK | AC | 1.326 | 0.041 | . | . | 1.367 | 177 | 3 | . | . | 180 | 695.745 | 82.5 | . | . | 778.245 | . | . | . | . | 0 | . | . | . | . | 0 | . | . | . | . | 0 | . | . | . | . | 0 | . | . | . | . | 0 | . | . | . | . | 0 | . | . | . | . | 0 | . | . | . | . | 0 | . | . | . | . | 0 | . | . | . | . | 0 | 0.01 | . | . | . | 0.01 | 1 | . | . | . | 1 | 3.1 | . | . | . | 3.1 | 0.001 | 0.075 | . | . | 0.076 | 1 | 1 | . | . | 2 | . | . | . | . | 0 | 1.337 | 0.116 | 0 | 0 | 1.453 | 179 | 4 | 0 | 0 | 183 | 698.845 | 82.5 | 0 | 0 | 781.345
2023 | NC | 9837 | Jones-Onslow Elec Member Corp | CPLE | AC | 3.471 | . | . | . | 3.471 | 433 | . | . | . | 433 | 1497.558 | . | . | . | 1497.558 | . | . | . | . | 0 | . | . | . | . | 0 | . | . | . | . | 0 | . | . | . | . | 0 | . | . | . | . | 0 | . | . | . | . | 0 | . | . | . | . | 0 | . | . | . | . | 0 | . | . | . | . | 0 | . | . | . | . | 0 | . | . | . | . | 0 | . | . | . | . | 0 | . | . | . | . | 0 | . | . | . | . | 0 | . | . | . | . | 0 | . | . | . | . | 0 | 3.471 | 0 | 0 | 0 | 3.471 | 433 | 0 | 0 | 0 | 433 | 1497.558 | 0 | 0 | 0 | 1497.558
2023 | NC | 14717 | Pee Dee Electric Member Corp | CPLE | AC | 0.518 | 1.69 | . | . | 2.208 | 62 | 13 | . | . | 75 | 156.803 | . | . | . | 156.803 | . | . | . | . | 0 | . | . | . | . | 0 | 0.1 | . | . | . | 0.1 | 18 | . | . | . | 18 | . | 0.5 | . | . | 0.5 | . | 1 | . | . | 1 | . | . | . | . | 0 | . | 5 | . | . | 5 | . | 1 | . | . | 1 | . | . | . | . | 0 | . | 0.03 | . | . | 0.03 | . | 1 | . | . | 1 | . | . | . | . | 0 | . | . | . | . | 0 | . | . | . | . | 0 | . | . | . | . | 0 | 0.618 | 1.72 | 0 | 0 | 2.338 | 80 | 14 | 0 | 0 | 94 | 156.803 | 0 | 0 | 0 | 156.803
2023 | NC | 15023 | Piedmont Electric Member Corp | DUK | AC | 3.09 | 0.13 | . | . | 3.22 | 408 | 19 | . | . | 427 | 2448.86 | 92.28 | . | . | 2541.14 | . | . | . | . | 0 | . | . | . | . | 0 | 0.5 | . | . | . | 0.5 | 157 | . | . | . | 157 | 0.317 | 0.016 | . | . | 0.333 | 30 | 2 | . | . | 32 | . | . | . | . | 0 | . | . | . | . | 0 | . | . | . | . | 0 | . | . | . | . | 0 | . | . | . | . | 0 | . | . | . | . | 0 | . | . | . | . | 0 | . | . | . | . | 0 | . | . | . | . | 0 | . | . | . | . | 0 | 3.59 | 0.13 | 0 | 0 | 3.72 | 565 | 19 | 0 | 0 | 584 | 2448.86 | 92.28 | 0 | 0 | 2541.14
2023 | NC | 16101 | Roanoke Electric Member Corp | PJM | AC | 0.119 | 0.1 | . | . | 0.219 | 16 | 1 | . | . | 17 | . | . | . | . | 0 | . | . | . | . | 0 | . | . | . | . | 0 | 0.01 | . | . | . | 0.01 | 1 | . | . | . | 1 | . | . | . | . | 0 | . | . | . | . | 0 | . | . | . | . | 0 | . | . | . | . | 0 | . | . | . | . | 0 | . | . | . | . | 0 | . | . | . | . | 0 | . | . | . | . | 0 | . | . | . | . | 0 | . | . | . | . | 0 | . | . | . | . | 0 | . | . | . | . | 0 | 0.129 | 0.1 | 0 | 0 | 0.229 | 17 | 1 | 0 | 0 | 18 | 0 | 0 | 0 | 0 | 0
2023 | NC | 16496 | Rutherford Elec Member Corp | DUK | AC | 2.504 | 0.055 | 0.2 | 0 | 2.759 | 344 | 2 | 1 | 0 | 347 | 1342.935 | 21.592 | 0 | 0 | 1364.527 | . | . | . | . | 0 | . | . | . | . | 0 | . | . | . | . | 0 | . | . | . | . | 0 | . | . | . | . | 0 | . | . | . | . | 0 | . | . | . | . | 0 | . | . | . | . | 0 | . | . | . | . | 0 | . | . | . | . | 0 | . | . | . | . | 0 | . | . | . | . | 0 | . | . | . | . | 0 | . | . | . | . | 0 | . | . | . | . | 0 | . | . | . | . | 0 | 2.504 | 0.055 | 0.2 | 0 | 2.759 | 344 | 2 | 1 | 0 | 347 | 1342.935 | 21.592 | 0 | 0 | 1364.527
2023 | NC | 17572 | South River Elec Member Corp | CPLE | DC | 5.415 | 0.038 | . | . | 5.453 | 641 | 7 | . | . | 648 | . | . | . | . | 0 | . | . | . | . | 0 | . | . | . | . | 0 | . | . | . | . | 0 | . | . | . | . | 0 | . | . | . | . | 0 | . | . | . | . | 0 | . | . | . | . | 0 | . | . | . | . | 0 | . | . | . | . | 0 | . | . | . | . | 0 | . | . | . | . | 0 | . | . | . | . | 0 | . | . | . | . | 0 | . | . | . | . | 0 | . | . | . | . | 0 | . | . | . | . | 0 | 5.415 | 0.038 | 0 | 0 | 5.453 | 641 | 7 | 0 | 0 | 648 | 0 | 0 | 0 | 0 | 0
2023 | NC | 18957 | Tri-County Elec Member Corp (NC) | CPLE | AC | 0.99 | 0.5 | . | . | 1.49 | 131 | 1 | . | . | 132 | . | . | . | . | 0 | . | . | . | . | 0 | . | . | . | . | 0 | . | . | . | . | 0 | . | . | . | . | 0 | . | . | . | . | 0 | . | . | . | . | 0 | . | . | . | . | 0 | . | . | . | . | 0 | . | . | . | . | 0 | . | . | . | . | 0 | . | . | . | . | 0 | . | . | . | . | 0 | . | . | . | . | 0 | . | . | . | . | 0 | . | . | . | . | 0 | . | . | . | . | 0 | 0.99 | 0.5 | 0 | 0 | 1.49 | 131 | 1 | 0 | 0 | 132 | 0 | 0 | 0 | 0 | 0
2023 | NC | 19435 | Union Electric Membership Corp - (NC) | DUK | AC | 4.506 | . | . | . | 4.506 | 553 | . | . | . | 553 | . | . | . | . | 0 | . | . | . | . | 0 | . | . | . | . | 0 | . | . | . | . | 0 | . | . | . | . | 0 | . | . | . | . | 0 | . | . | . | . | 0 | . | . | . | . | 0 | . | . | . | . | 0 | . | . | . | . | 0 | . | . | . | . | 0 | . | . | . | . | 0 | . | . | . | . | 0 | . | . | . | . | 0 | . | . | . | . | 0 | . | . | . | . | 0 | . | . | . | . | 0 | 4.506 | 0 | 0 | 0 | 4.506 | 553 | 0 | 0 | 0 | 553 | 0 | 0 | 0 | 0 | 0
2023 | NC | 19876 | Virginia Electric & Power Co | PJM | AC | 4.725 | 0.981 | . | . | 5.706 | 643 | 27 | . | . | 670 | . | . | . | . | 0 | . | . | . | . | 0 | . | . | . | . | 0 | . | . | . | . | 0 | . | . | . | . | 0 | . | . | . | . | 0 | . | . | . | . | 0 | . | . | . | . | 0 | . | . | . | . | 0 | . | . | . | . | 0 | . | . | . | . | 0 | 0.046 | 0.046 | . | . | 0.092 | 112 | 15 | . | . | 127 | . | . | . | . | 0 | . | . | . | . | 0 | . | . | . | . | 0 | . | . | . | . | 0 | 4.771 | 1.027 | 0 | 0 | 5.798 | 755 | 42 | 0 | 0 | 797 | 0 | 0 | 0 | 0 | 0
2023 | NC | 19981 | Wake Electric Membership Corp | CPLE | AC | 4.643 | 0.098 | . | . | 4.741 | 691 | 4 | . | . | 695 | 2768.372 | 18.221 | . | . | 2786.593 | . | . | . | . | 0 | . | . | . | . | 0 | . | . | . | . | 0 | . | . | . | . | 0 | 1.87 | . | . | . | 1.87 | 115 | . | . | . | 115 | . | . | . | . | 0 | . | 11 | . | . | 11 | . | 3 | . | . | 3 | . | . | . | . | 0 | . | . | . | . | 0 | . | . | . | . | 0 | . | . | . | . | 0 | . | . | . | . | 0 | . | . | . | . | 0 | . | . | . | . | 0 | 4.643 | 0.098 | 0 | 0 | 4.741 | 691 | 4 | 0 | 0 | 695 | 2768.372 | 18.221 | 0 | 0 | 2786.593
2023 | NC | 21632 | EnergyUnited Elec Member Corp | DUK | AC | 4.213 | 0.792 | . | . | 5.005 | 656 | 12 | . | . | 668 | . | . | . | . | 0 | . | . | . | . | 0 | . | . | . | . | 0 | . | . | . | . | 0 | . | . | . | . | 0 | 0.533 | . | . | . | 0.533 | 80 | . | . | . | 80 | 0.933 | . | . | . | 0.933 | . | . | . | . | 0 | . | . | . | . | 0 | . | . | . | . | 0 | . | . | . | . | 0 | . | . | . | . | 0 | . | . | . | . | 0 | . | . | . | . | 0 | . | . | . | . | 0 | . | . | . | . | 0 | 4.213 | 0.792 | 0 | 0 | 5.005 | 656 | 12 | 0 | 0 | 668 | 0 | 0 | 0 | 0 | 0
2023 | NC | 24889 | Brunswick Electric Member Corp | CPLE | AC | 6.056 | . | . | . | 6.056 | 757 | . | . | . | 757 | . | . | . | . | 0 | . | . | . | . | 0 | . | . | . | . | 0 | 0.23 | . | . | . | 0.23 | 146 | . | . | . | 146 | . | . | . | . | 0 | . | . | . | . | 0 | . | . | . | . | 0 | . | . | . | . | 0 | . | . | . | . | 0 | . | . | . | . | 0 | . | . | . | . | 0 | . | . | . | . | 0 | . | . | . | . | 0 | . | . | . | . | 0 | . | . | . | . | 0 | . | . | . | . | 0 | 6.286 | 0 | 0 | 0 | 6.286 | 903 | 0 | 0 | 0 | 903 | 0 | 0 | 0 | 0 | 0
2023 | NC | 99999 | State Adjustment | CPLE |  | -1.344 | -0.053 | . | . | -1.397 | . | . | . | . | . | . | . | . | . | . | . | . | . | . | . | . | . | . | . | . | . | . | . | . | . | . | . | . | . | . | . | . | . | . | . | . | . | . | . | . | . | . | . | . | . | . | . | . | . | . | . | . | . | . | . | . | . | . | . | . | . | . | . | . | . | . | . | . | . | . | . | . | . | . | . | . | . | . | . | . | . | . | . | . | . | . | . | . | . | . | -1.344 | -0.053 | . | . | -1.397 | . | . | . | . | . | . | . | . | . | .
2023 | NC | 99999 | State Adjustment | PJM |  | 0.103 | . | . | . | 0.103 | . | . | . | . | . | . | . | . | . | . | . | . | . | . | . | . | . | . | . | . | . | . | . | . | . | . | . | . | . | . | . | . | . | . | . | . | . | . | . | . | . | . | . | . | . | . | . | . | . | . | . | . | . | . | . | . | . | . | . | . | . | . | . | . | . | . | . | . | . | . | . | . | . | . | . | . | . | . | . | . | . | . | . | . | . | . | . | . | . | . | 0.103 | . | . | . | 0.103 | . | . | . | . | . | . | . | . | . | .
2023 | ND | 2394 | Burke-Divide Electric Coop Inc | SWPP | AC | 0.024 | . | . | . | 0.024 | 2 | . | . | . | 2 | 10.261 | . | . | . | 10.261 | . | . | . | . | 0 | . | . | . | . | 0 | . | . | . | . | 0 | . | . | . | . | 0 | . | . | . | . | 0 | . | . | . | . | 0 | . | . | . | . | 0 | . | . | . | . | 0 | . | . | . | . | 0 | . | . | . | . | 0 | . | . | . | . | 0 | . | . | . | . | 0 | . | . | . | . | 0 | . | . | . | . | 0 | . | . | . | . | 0 | . | . | . | . | 0 | 0.024 | 0 | 0 | 0 | 0.024 | 2 | 0 | 0 | 0 | 2 | 10.261 | 0 | 0 | 0 | 10.261
2023 | ND | 12090 | McLean Electric Coop, Inc | MISO | AC | 0.08 | . | . | . | 0.08 | 7 | . | . | . | 7 | 1.57 | . | . | . | 1.57 | . | . | . | . | 0 | . | . | . | . | 0 | . | . | . | . | 0 | . | . | . | . | 0 | . | . | . | . | 0 | . | . | . | . | 0 | . | . | . | . | 0 | . | . | . | . | 0 | . | . | . | . | 0 | . | . | . | . | 0 | . | . | . | . | 0 | . | . | . | . | 0 | . | . | . | . | 0 | . | . | . | . | 0 | . | . | . | . | 0 | . | . | . | . | 0 | 0.08 | 0 | 0 | 0 | 0.08 | 7 | 0 | 0 | 0 | 7 | 1.57 | 0 | 0 | 0 | 1.57
2023 | ND | 12301 | Nodak Electric Coop Inc | MISO | AC | 0.092 | . | . | . | 0.092 | 12 | . | . | . | 12 | 10.578 | . | . | . | 10.578 | . | . | . | . | 0 | . | . | . | . | 0 | . | . | . | . | 0 | . | . | . | . | 0 | . | . | . | . | 0 | . | . | . | . | 0 | . | . | . | . | 0 | . | . | . | . | 0 | . | . | . | . | 0 | . | . | . | . | 0 | 0.086 | . | 0.06 | . | 0.146 | 5 | . | 2 | . | 7 | 3.524 | . | . | . | 3.524 | . | . | . | . | 0 | . | . | . | . | 0 | . | . | . | . | 0 | 0.178 | 0 | 0.06 | 0 | 0.238 | 17 | 0 | 2 | 0 | 19 | 14.102 | 0 | 0 | 0 | 14.102
2023 | ND | 14232 | Otter Tail Power Co | MISO | AC | 0.009 | 0.164 | . | . | 0.173 | 1 | 6 | . | . | 7 | 0.371 | 3.125 | . | . | 3.496 | . | . | . | . | 0 | . | . | . | . | 0 | . | . | . | . | 0 | . | . | . | . | 0 | . | . | . | . | 0 | . | . | . | . | 0 | . | . | . | . | 0 | . | . | . | . | 0 | . | . | . | . | 0 | . | . | . | . | 0 | 0.012 | 0.03 | . | . | 0.042 | 1 | 1 | . | . | 2 | 0.102 | 0 | . | . | 0.102 | . | . | . | . | 0 | . | . | . | . | 0 | . | . | . | . | 0 | 0.021 | 0.194 | 0 | 0 | 0.215 | 2 | 7 | 0 | 0 | 9 | 0.473 | 3.125 | 0 | 0 | 3.598
2023 | ND | 19790 | Verendrye Electric Coop Inc | MISO | AC | 0.064 | . | . | . | 0.064 | 7 | . | . | . | 7 | 59.108 | . | . | . | 59.108 | . | . | . | . | 0 | . | . | . | . | 0 | . | . | . | . | 0 | . | . | . | . | 0 | . | . | . | . | 0 | . | . | . | . | 0 | . | . | . | . | 0 | . | . | . | . | 0 | . | . | . | . | 0 | . | . | . | . | 0 | 0.004 | . | . | . | 0.004 | 1 | . | . | . | 1 | 0.505 | . | . | . | 0.505 | . | . | . | . | 0 | . | . | . | . | 0 | . | . | . | . | 0 | 0.068 | 0 | 0 | 0 | 0.068 | 8 | 0 | 0 | 0 | 8 | 59.613 | 0 | 0 | 0 | 59.613
2023 | ND | 20413 | Mountrail-Williams Elec Coop | SWPP | AC | 0.152 | 0.083 | 0 | 0 | 0.235 | 6 | 2 | 0 | 0 | 8 | 109.273 | 46.774 | 0 | 0 | 156.047 | . | . | . | . | 0 | . | . | . | . | 0 | . | . | . | . | 0 | . | . | . | . | 0 | . | . | . | . | 0 | . | . | . | . | 0 | . | . | . | . | 0 | . | . | . | . | 0 | . | . | . | . | 0 | . | . | . | . | 0 | 0 | 0.002 | 0 | 0 | 0.002 | 0 | 1 | 0 | 0 | 1 | 0 | 0.177 | 0 | 0 | 0.177 | . | . | . | . | 0 | . | . | . | . | 0 | . | . | . | . | 0 | 0.152 | 0.085 | 0 | 0 | 0.237 | 6 | 3 | 0 | 0 | 9 | 109.273 | 46.951 | 0 | 0 | 156.224
2023 | ND | 24949 | Cass County Elec Coop Inc | MISO | DC | 0.396 | . | . | . | 0.396 | 33 | . | . | . | 33 | 0.971 | . | . | . | 0.971 | . | . | . | . | 0 | . | . | . | . | 0 | 0.101 | . | . | . | 0.101 | 151 | . | . | . | 151 | . | . | . | . | 0 | . | . | . | . | 0 | . | . | . | . | 0 | . | . | . | . | 0 | . | . | . | . | 0 | . | . | . | . | 0 | 0.157 | . | . | . | 0.157 | 14 | . | . | . | 14 | 0.432 | . | . | . | 0.432 | . | . | . | . | 0 | . | . | . | . | 0 | . | . | . | . | 0 | 0.654 | 0 | 0 | 0 | 0.654 | 198 | 0 | 0 | 0 | 198 | 1.403 | 0 | 0 | 0 | 1.403
2023 | ND | 99999 | State Adjustment | MISO |  | -0.069 | 0.304 | . | . | 0.235 | . | . | . | . | . | . | . | . | . | . | . | . | . | . | . | . | . | . | . | . | . | . | . | . | . | . | . | . | . | . | . | . | . | . | . | . | . | . | . | . | . | . | . | . | . | . | . | . | . | . | . | . | . | . | . | . | . | . | . | . | . | . | . | . | . | . | . | . | . | . | . | . | . | . | . | . | . | . | . | . | . | . | . | . | . | . | . | . | . | . | -0.069 | 0.304 | . | . | 0.235 | . | . | . | . | . | . | . | . | . | .
2023 | NE | 2643 | Butler Public Power District - (NE) | SWPP | AC | 0.297 | 0.025 | . | . | 0.322 | 23 | 1 | . | . | 24 | . | . | . | . | 0 | . | . | . | . | 0 | . | . | . | . | 0 | . | . | . | . | 0 | . | . | . | . | 0 | . | . | . | . | 0 | . | . | . | . | 0 | . | . | . | . | 0 | . | . | . | . | 0 | . | . | . | . | 0 | . | . | . | . | 0 | 0.035 | 0.01 | . | . | 0.045 | 2 | 1 | . | . | 3 | . | . | . | . | 0 | . | . | . | . | 0 | . | . | . | . | 0 | . | . | . | . | 0 | 0.332 | 0.035 | 0 | 0 | 0.367 | 25 | 2 | 0 | 0 | 27 | 0 | 0 | 0 | 0 | 0
2023 | NE | 3205 | Cedar-Knox Public Power Dist | SWPP | AC | 0.041 | . | . | . | 0.041 | 5 | . | . | . | 5 | . | . | . | . | 0 | . | . | . | . | 0 | . | . | . | . | 0 | . | . | . | . | 0 | . | . | . | . | 0 | . | . | . | . | 0 | . | . | . | . | 0 | . | . | . | . | 0 | . | . | . | . | 0 | . | . | . | . | 0 | . | . | . | . | 0 | 0.01 | . | . | . | 0.01 | 1 | . | . | . | 1 | . | . | . | . | 0 | . | . | . | . | 0 | . | . | . | . | 0 | . | . | . | . | 0 | 0.051 | 0 | 0 | 0 | 0.051 | 6 | 0 | 0 | 0 | 6 | 0 | 0 | 0 | 0 | 0
2023 | NE | 4373 | Cornhusker Public Power Dist | SWPP | AC | 0.799 | . | . | . | 0.799 | 36 | . | . | . | 36 | . | . | . | . | 0 | . | . | . | . | 0 | . | . | . | . | 0 | . | . | . | . | 0 | . | . | . | . | 0 | . | . | . | . | 0 | . | . | . | . | 0 | . | . | . | . | 0 | . | . | . | . | 0 | . | . | . | . | 0 | . | . | . | . | 0 | . | . | . | . | 0 | . | . | . | . | 0 | . | . | . | . | 0 | . | . | . | . | 0 | . | . | . | . | 0 | . | . | . | . | 0 | 0.799 | 0 | 0 | 0 | 0.799 | 36 | 0 | 0 | 0 | 36 | 0 | 0 | 0 | 0 | 0
2023 | NE | 4671 | Custer Public Power District | SWPP | AC | 0.014 | 0.018 | . | . | 0.032 | 13 | 6 | . | . | 19 | 0.036 | 0.002 | . | . | 0.038 | . | . | . | . | 0 | . | . | . | . | 0 | . | . | . | . | 0 | . | . | . | . | 0 | 0.012 | . | . | . | 0.012 | 1 | . | . | . | 1 | . | . | . | . | 0 | . | . | . | . | 0 | . | . | . | . | 0 | . | . | . | . | 0 | . | . | . | . | 0 | . | . | . | . | 0 | . | . | . | . | 0 | . | . | . | . | 0 | . | . | . | . | 0 | . | . | . | . | 0 | 0.014 | 0.018 | 0 | 0 | 0.032 | 13 | 6 | 0 | 0 | 19 | 0.036 | 0.002 | 0 | 0 | 0.038
2023 | NE | 4911 | Dawson Power District | SWPP | AC | 0.597 | 0.263 | . | . | 0.86 | 51 | 6 | . | . | 57 | . | . | . | . | 0 | . | . | . | . | 0 | . | . | . | . | 0 | . | . | . | . | 0 | . | . | . | . | 0 | 0.109 | . | . | . | 0.109 | 6 | . | . | . | 6 | 0.198 | . | . | . | 0.198 | . | . | . | . | 0 | . | . | . | . | 0 | . | . | . | . | 0 | . | 0.002 | . | . | 0.002 | . | 1 | . | . | 1 | . | . | . | . | 0 | . | . | . | . | 0 | . | . | . | . | 0 | . | . | . | . | 0 | 0.597 | 0.265 | 0 | 0 | 0.862 | 51 | 7 | 0 | 0 | 58 | 0 | 0 | 0 | 0 | 0
2023 | NE | 5780 | Elkhorn Rural Public Pwr Dist | SWPP | AC | 0.168 | 0.125 | . | . | 0.293 | 9 | 5 | . | . | 14 | 33.8 | 11.1 | . | . | 44.9 | . | . | . | . | 0 | . | . | . | . | 0 | . | . | . | . | 0 | . | . | . | . | 0 | . | . | . | . | 0 | . | . | . | . | 0 | . | . | . | . | 0 | . | . | . | . | 0 | . | . | . | . | 0 | . | . | . | . | 0 | . | . | . | . | 0 | . | . | . | . | 0 | . | . | . | . | 0 | . | . | . | . | 0 | . | . | . | . | 0 | . | . | . | . | 0 | 0.168 | 0.125 | 0 | 0 | 0.293 | 9 | 5 | 0 | 0 | 14 | 33.8 | 11.1 | 0 | 0 | 44.9
2023 | NE | 6779 | City of Fremont - (NE) | SWPP | AC | 0.046 | . | . | . | 0.046 | 8 | . | . | . | 8 | . | . | . | . | 0 | . | . | . | . | 0 | . | . | . | . | 0 | 1.168 | 0.288 | . | . | 1.456 | 269 | 13 | . | . | 282 | . | . | . | . | 0 | . | . | . | . | 0 | . | . | . | . | 0 | . | . | . | . | 0 | . | . | . | . | 0 | . | . | . | . | 0 | . | . | . | . | 0 | . | . | . | . | 0 | . | . | . | . | 0 | . | . | . | . | 0 | . | . | . | . | 0 | . | . | . | . | 0 | 1.214 | 0.288 | 0 | 0 | 1.502 | 277 | 13 | 0 | 0 | 290 | 0 | 0 | 0 | 0 | 0
2023 | NE | 8245 | City of Hastings - (NE) | SWPP | AC | 0.078 | 0.011 | . | . | 0.089 | 9 | 1 | . | . | 10 | 5.423 | . | . | . | 5.423 | . | 1.5 | . | . | 1.5 | . | 70 | . | . | 70 | . | . | . | . | 0 | . | . | . | . | 0 | . | . | . | . | 0 | . | . | . | . | 0 | . | . | . | . | 0 | . | . | . | . | 0 | . | . | . | . | 0 | . | . | . | . | 0 | 0.004 | . | . | . | 0.004 | 1 | . | . | . | 1 | . | . | . | . | 0 | . | . | . | . | 0 | . | . | . | . | 0 | . | . | . | . | 0 | 0.082 | 1.511 | 0 | 0 | 1.593 | 10 | 71 | 0 | 0 | 81 | 5.423 | 0 | 0 | 0 | 5.423
2023 | NE | 8570 | Highline Electric Assn | WACM | DC | 0.03 | 0.023 | . | . | 0.053 | 5 | 1 | . | . | 6 | 40.12 | 27.92 | . | . | 68.04 | . | . | . | . | 0 | . | . | . | . | 0 | . | . | . | . | 0 | . | . | . | . | 0 | . | . | . | . | 0 | . | . | . | . | 0 | . | . | . | . | 0 | . | . | . | . | 0 | . | . | . | . | 0 | . | . | . | . | 0 | . | . | . | . | 0 | . | . | . | . | 0 | . | . | . | . | 0 | . | . | . | . | 0 | . | . | . | . | 0 | . | . | . | . | 0 | 0.03 | 0.023 | 0 | 0 | 0.053 | 5 | 1 | 0 | 0 | 6 | 40.12 | 27.92 | 0 | 0 | 68.04
2023 | NE | 10967 | City of Lexington - (NE) | SWPP | AC | 0.252 | . | . | . | 0.252 | 24 | . | . | . | 24 | . | . | . | . | 0 | . | . | . | . | 0 | . | . | . | . | 0 | . | . | . | . | 0 | . | . | . | . | 0 | . | . | . | . | 0 | . | . | . | . | 0 | . | . | . | . | 0 | . | . | . | . | 0 | . | . | . | . | 0 | . | . | . | . | 0 | . | . | . | . | 0 | . | . | . | . | 0 | . | . | . | . | 0 | . | . | . | . | 0 | . | . | . | . | 0 | . | . | . | . | 0 | 0.252 | 0 | 0 | 0 | 0.252 | 24 | 0 | 0 | 0 | 24 | 0 | 0 | 0 | 0 | 0
2023 | NE | 11018 | Lincoln Electric System | SWPP | AC | 2.813 | 0.663 | 0.005 | . | 3.481 | 391 | 37 | 1 | . | 429 | . | . | . | . | 0 | 3.356 | 0.244 | . | . | 3.6 | 577 | 42 | . | . | 619 | . | . | . | . | 0 | . | . | . | . | 0 | . | . | . | . | 0 | . | . | . | . | 0 | . | . | . | . | 0 | . | . | . | . | 0 | . | . | . | . | 0 | . | . | . | . | 0 | . | 0.002 | . | . | 0.002 | . | 1 | . | . | 1 | . | . | . | . | 0 | . | . | . | . | 0 | . | . | . | . | 0 | . | . | . | . | 0 | 6.169 | 0.909 | 0.005 | 0 | 7.083 | 968 | 80 | 1 | 0 | 1049 | 0 | 0 | 0 | 0 | 0
2023 | NE | 11251 | Loup River Public Power Dist | SWPP | AC | . | . | 0.722 | . | 0.722 | . | . | 44 | . | 44 | . | . | 0.665 | . | 0.665 | . | . | . | . | 0 | . | . | . | . | 0 | . | . | . | . | 0 | . | . | . | . | 0 | . | . | . | . | 0 | . | . | . | . | 0 | . | . | . | . | 0 | . | . | . | . | 0 | . | . | . | . | 0 | . | . | . | . | 0 | . | . | . | . | 0 | . | . | . | . | 0 | . | . | . | . | 0 | . | . | . | . | 0 | . | . | . | . | 0 | . | . | . | . | 0 | 0 | 0 | 0.722 | 0 | 0.722 | 0 | 0 | 44 | 0 | 44 | 0 | 0 | 0.665 | 0 | 0.665
2023 | NE | 12539 | Midwest Electric Member Corp - (NE) | WACM | AC | 0.316 | 0.033 | 0 | 0 | 0.349 | 27 | 3 | 0 | 0 | 30 | 281.6 | 22.159 | 0 | 0 | 303.759 | 0 | 0 | 0 | 0 | 0 | 0 | 0 | 0 | 0 | 0 | 0 | 0 | 0 | 0 | 0 | 0 | 0 | 0 | 0 | 0 | 0 | 0 | 0 | 0 | 0 | 0 | 0 | 0 | 0 | 0 | 0 | 0 | 0 | 0 | 0 | 0 | 0 | 0 | 0 | 0 | 0 | 0 | 0 | 0 | 0 | 0 | 0 | 0 | 0 | 0 | 0.036 | 0 | 0 | 0 | 0.036 | 2 | 0 | 0 | 0 | 2 | 4.54 | 0 | 0 | 0 | 4.54 | 0 | 0 | 0 | 0 | 0 | 0 | 0 | 0 | 0 | 0 | 0 | 0 | 0 | 0 | 0 | 0.352 | 0.033 | 0 | 0 | 0.385 | 29 | 3 | 0 | 0 | 32 | 286.14 | 22.159 | 0 | 0 | 308.299
2023 | NE | 13337 | Nebraska Public Power District | SWPP | AC | 1.449 | 0.812 | . | . | 2.261 | 188 | 52 | . | . | 240 | 312.064 | 244.876 | . | . | 556.94 | . | . | . | . | 0 | . | . | . | . | 0 | . | . | . | . | 0 | . | . | . | . | 0 | . | . | . | . | 0 | . | . | . | . | 0 | . | . | . | . | 0 | . | . | . | . | 0 | . | . | . | . | 0 | . | . | . | . | 0 | 0.025 | 0.046 | . | . | 0.071 | 4 | 14 | . | . | 18 | 0 | 0.077 | . | . | 0.077 | . | . | . | . | 0 | . | . | . | . | 0 | . | . | . | . | 0 | 1.474 | 0.858 | 0 | 0 | 2.332 | 192 | 66 | 0 | 0 | 258 | 312.064 | 244.953 | 0 | 0 | 557.017
2023 | NE | 13664 | Norris Public Power District | SWPP | DC | 1.815 | 0.317 | 0 | 0 | 2.132 | 156 | 8 | 0 | 0 | 164 | 1511.83 | 193.398 | 0 | 0 | 1705.228 | . | . | . | . | 0 | . | . | . | . | 0 | . | . | . | . | 0 | . | . | . | . | 0 | . | . | . | . | 0 | . | . | . | . | 0 | . | . | . | . | 0 | . | . | . | . | 0 | . | . | . | . | 0 | . | . | . | . | 0 | 0.136 | 0.058 | . | . | 0.194 | 17 | 6 | . | . | 23 | 50.146 | 0.54 | . | . | 50.686 | . | . | . | . | 0 | . | . | . | . | 0 | . | . | . | . | 0 | 1.951 | 0.375 | 0 | 0 | 2.326 | 173 | 14 | 0 | 0 | 187 | 1561.976 | 193.938 | 0 | 0 | 1755.914
2023 | NE | 13725 | City of North Platte | SWPP | AC | 0.095 | . | . | . | 0.095 | 12 | 0 | 0 | . | 12 | 0.005 | . | . | . | 0.005 | . | . | . | . | 0 | . | . | . | . | 0 | . | . | . | . | 0 | . | . | . | . | 0 | 0.033 | . | . | . | 0.033 | 2 | . | . | . | 2 | . | . | . | . | 0 | . | . | . | . | 0 | . | . | . | . | 0 | . | . | . | . | 0 | . | . | . | . | 0 | . | . | . | . | 0 | . | . | . | . | 0 | . | . | . | . | 0 | . | . | . | . | 0 | . | . | . | . | 0 | 0.095 | 0 | 0 | 0 | 0.095 | 12 | 0 | 0 | 0 | 12 | 0.005 | 0 | 0 | 0 | 0.005
2023 | NE | 13739 | Northeast Power | SWPP | AC | 0.205 | 0.013 | . | . | 0.218 | 16 | 2 | . | . | 18 | 160.155 | 13.417 | . | . | 173.572 | . | . | . | . | 0 | . | . | . | . | 0 | . | . | . | . | 0 | . | . | . | . | 0 | . | . | . | . | 0 | . | . | . | . | 0 | . | . | . | . | 0 | . | . | . | . | 0 | . | . | . | . | 0 | . | . | . | . | 0 | 0.005 | 0.05 | . | . | 0.055 | 1 | 2 | . | . | 3 | 0 | 4.941 | . | . | 4.941 | . | . | . | . | 0 | . | . | . | . | 0 | . | . | . | . | 0 | 0.21 | 0.063 | 0 | 0 | 0.273 | 17 | 4 | 0 | 0 | 21 | 160.155 | 18.358 | 0 | 0 | 178.513
2023 | NE | 14127 | Omaha Public Power District | SWPP | AC | 10.755 | 0.673 | . | . | 11.428 | 1490 | 41 | . | . | 1531 | 20.467 | 3.336 | . | . | 23.803 | . | . | . | . | 0 | . | . | . | . | 0 | . | . | . | . | 0 | . | . | . | . | 0 | . | . | . | . | 0 | . | . | . | . | 0 | . | . | . | . | 0 | . | . | . | . | 0 | . | . | . | . | 0 | . | . | . | . | 0 | 0.032 | 0.002 | . | . | 0.034 | 7 | 1 | . | . | 8 | 0.44 | 0 | . | . | 0.44 | . | . | . | . | 0 | . | . | . | . | 0 | . | . | . | . | 0 | 10.787 | 0.675 | 0 | 0 | 11.462 | 1497 | 42 | 0 | 0 | 1539 | 20.907 | 3.336 | 0 | 0 | 24.243
2023 | NE | 17577 | City of South Sioux City | SWPP | AC | . | . | . | . | 0 | . | . | . | . | 0 | . | . | . | . | 0 | . | . | . | . | 0 | . | . | . | . | 0 | . | . | . | . | 0 | . | . | . | . | 0 | . | . | . | . | 0 | . | . | . | . | 0 | . | . | . | . | 0 | . | . | . | . | 0 | . | . | . | . | 0 | . | . | . | . | 0 | . | . | . | . | 0 | . | . | . | . | 0 | . | . | . | . | 0 | . | 4.952 | . | . | 4.952 | . | 2 | . | . | 2 | . | 289 | . | . | 289 | 0 | 4.952 | 0 | 0 | 4.952 | 0 | 2 | 0 | 0 | 2 | 0 | 289 | 0 | 0 | 289
2023 | NE | 17642 | Southern Public Power District | SWPP | AC | 0.536 | 0.025 | 0 | 0 | 0.561 | 36 | 1 | 0 | 0 | 37 | 0 | 0 | 0 | 0 | 0 | 0 | 0 | 0 | 0 | 0 | 0 | 0 | 0 | 0 | 0 | 0 | 0 | 0 | 0 | 0 | 0 | 0 | 0 | 0 | 0 | 0 | 0 | 0 | 0 | 0 | 0 | 0 | 0 | 0 | 0 | 0 | 0 | 0 | 0 | 0 | 0 | 0 | 0 | 0 | 0 | 0 | 0 | 0 | 0 | 0 | 0 | 0 | 0 | 0 | 0 | 0.027 | 0 | 0 | 0 | 0.027 | 5 | 0 | 0 | 0 | 5 | 0 | 0 | 0 | 0 | 0 | 0 | 0 | 0 | 0 | 0 | 0 | 0 | 0 | 0 | 0 | 0 | 0 | 0 | 0 | 0 | 0.563 | 0.025 | 0 | 0 | 0.588 | 41 | 1 | 0 | 0 | 42 | 0 | 0 | 0 | 0 | 0
2023 | NE | 17692 | Southwest Public Power Dist | SWPP | AC | 0.046 | . | . | . | 0.046 | 5 | . | . | . | 5 | 21.584 | . | . | . | 21.584 | . | . | . | . | 0 | . | . | . | . | 0 | . | . | . | . | 0 | . | . | . | . | 0 | . | . | . | . | 0 | . | . | . | . | 0 | . | . | . | . | 0 | . | . | . | . | 0 | . | . | . | . | 0 | . | . | . | . | 0 | . | . | . | . | 0 | . | . | . | . | 0 | . | . | . | . | 0 | . | . | . | . | 0 | . | . | . | . | 0 | . | . | . | . | 0 | 0.046 | 0 | 0 | 0 | 0.046 | 5 | 0 | 0 | 0 | 5 | 21.584 | 0 | 0 | 0 | 21.584
2023 | NE | 21111 | Perennial Public Power Dist | SWPP | AC | 0.257 | . | . | . | 0.257 | 18 | . | . | . | 18 | 172.47 | . | . | . | 172.47 | . | . | . | . | 0 | . | . | . | . | 0 | . | . | . | . | 0 | . | . | . | . | 0 | . | . | . | . | 0 | . | . | . | . | 0 | . | . | . | . | 0 | . | . | . | . | 0 | . | . | . | . | 0 | . | . | . | . | 0 | . | . | . | . | 0 | . | . | . | . | 0 | . | . | . | . | 0 | . | . | . | . | 0 | . | . | . | . | 0 | . | . | . | . | 0 | 0.257 | 0 | 0 | 0 | 0.257 | 18 | 0 | 0 | 0 | 18 | 172.47 | 0 | 0 | 0 | 172.47
2023 | NE | 27058 | High West Energy, Inc | WACM | DC | 0.012 | . | . | . | 0.012 | 6 | . | . | . | 6 | . | . | . | . | 0 | . | . | . | . | 0 | . | . | . | . | 0 | . | . | . | . | 0 | . | . | . | . | 0 | . | . | . | . | 0 | . | . | . | . | 0 | . | . | . | . | 0 | . | . | . | . | 0 | . | . | . | . | 0 | . | . | . | . | 0 | . | . | . | . | 0 | . | . | . | . | 0 | . | . | . | . | 0 | . | . | . | . | 0 | . | . | . | . | 0 | . | . | . | . | 0 | 0.012 | 0 | 0 | 0 | 0.012 | 6 | 0 | 0 | 0 | 6 | 0 | 0 | 0 | 0 | 0
2023 | NE | 40606 | City of Grand Island - (NE) | SWPP | DC | 0.098 | . | 0.112 | . | 0.21 | 9 | . | 2 | . | 11 | . | . | . | . | 0 | . | . | . | . | 0 | . | . | . | . | 0 | . | . | . | . | 0 | . | . | . | . | 0 | . | . | . | . | 0 | . | . | . | . | 0 | . | . | . | . | 0 | . | . | . | . | 0 | . | . | . | . | 0 | . | . | . | . | 0 | . | . | . | . | 0 | . | . | . | . | 0 | . | . | . | . | 0 | . | . | . | . | 0 | . | . | . | . | 0 | . | . | . | . | 0 | 0.098 | 0 | 0.112 | 0 | 0.21 | 9 | 0 | 2 | 0 | 11 | 0 | 0 | 0 | 0 | 0
2023 | NE | 99999 | State Adjustment | SWPP |  | 0.544 | 0.308 | 0.03 | . | 0.883 | . | . | . | . | . | . | . | . | . | . | . | . | . | . | . | . | . | . | . | . | . | . | . | . | . | . | . | . | . | . | . | . | . | . | . | . | . | . | . | . | . | . | . | . | . | . | . | . | . | . | . | . | . | . | . | . | . | . | . | . | . | . | . | . | . | . | . | . | . | . | . | . | . | . | . | . | . | . | . | . | . | . | . | . | . | . | . | . | . | . | 0.544 | 0.308 | 0.03 | . | 0.883 | . | . | . | . | . | . | . | . | . | .
2023 | NE | 99999 | State Adjustment | WACM |  | 0.654 | 0.08 | . | . | 0.734 | . | . | . | . | . | . | . | . | . | . | . | . | . | . | . | . | . | . | . | . | . | . | . | . | . | . | . | . | . | . | . | . | . | . | . | . | . | . | . | . | . | . | . | . | . | . | . | . | . | . | . | . | . | . | . | . | . | . | . | . | . | . | . | . | . | . | . | . | . | . | . | . | . | . | . | . | . | . | . | . | . | . | . | . | . | . | . | . | . | . | 0.654 | 0.08 | . | . | 0.734 | . | . | . | . | . | . | . | . | . | .
2023 | NH | 13441 | New Hampshire Elec Coop Inc | ISNE | AC | 13.38 | 3.499 | 1.961 | . | 18.84 | 1685 | 111 | 7 | . | 1803 | . | . | . | . | 0 | . | . | . | . | 0 | . | . | . | . | 0 | . | 0.985 | . | . | 0.985 | . | 26 | . | . | 26 | . | . | . | . | 0 | . | . | . | . | 0 | . | . | . | . | 0 | . | . | . | . | 0 | . | . | . | . | 0 | . | . | . | . | 0 | 0.086 | 0.005 | . | . | 0.091 | 28 | 2 | . | . | 30 | . | . | . | . | 0 | 0.012 | 0.004 | . | . | 0.016 | 1 | 1 | . | . | 2 | . | . | . | . | 0 | 13.478 | 4.493 | 1.961 | 0 | 19.932 | 1714 | 140 | 7 | 0 | 1861 | 0 | 0 | 0 | 0 | 0
2023 | NH | 15472 | Public Service Co of NH | ISNE | AC | 110.507 | 55.401 | 5.212 | . | 171.12 | 14021 | 812 | 38 | . | 14871 | . | . | . | . | 0 | . | . | . | . | 0 | . | . | . | . | 0 | . | . | . | . | 0 | . | . | . | . | 0 | . | . | . | . | 0 | . | . | . | . | 0 | . | . | . | . | 0 | . | . | . | . | 0 | . | . | . | . | 0 | . | . | . | . | 0 | 0.121 | 0.13 | . | . | 0.251 | 29 | 7 | . | . | 36 | . | . | . | . | 0 | 0.093 | 20.93 | 0.215 | . | 21.238 | 3 | 50 | 3 | . | 56 | . | . | . | . | 0 | 110.721 | 76.461 | 5.427 | 0 | 192.609 | 14053 | 869 | 41 | 0 | 14963 | 0 | 0 | 0 | 0 | 0
2023 | NH | 24590 | Unitil Energy Systems | ISNE | AC | 16.154 | 3.998 | 0.812 | . | 20.964 | 2031 | 91 | 7 | . | 2129 | 2358.158 | 1092.643 | . | . | 3450.801 | . | . | . | . | 0 | . | . | . | . | 0 | 0.191 | 0.556 | . | . | 0.747 | 13 | 13 | . | . | 26 | 0.676 | . | . | . | 0.676 | 67 | . | . | . | 67 | 0.848 | . | . | . | 0.848 | . | . | . | . | 0 | . | . | . | . | 0 | . | . | . | . | 0 | 0.015 | . | . | . | 0.015 | 3 | . | . | . | 3 | . | . | . | . | 0 | . | 9.005 | . | . | 9.005 | . | 3 | . | . | 3 | . | . | . | . | 0 | 16.36 | 13.559 | 0.812 | 0 | 30.731 | 2047 | 107 | 7 | 0 | 2161 | 2358.158 | 1092.643 | 0 | 0 | 3450.801
2023 | NH | 26510 | Liberty Utilities (Granite State Electri | ISNE | AC | 11.438 | 7.281 | 0 | 0 | 18.719 | 1394 | 106 | 0 | 0 | 1500 | . | . | . | . | 0 | . | . | . | . | 0 | . | . | . | . | 0 | 0.08 | 0.309 | 0 | 0 | 0.389 | 7 | 7 | 0 | 0 | 14 | . | . | . | . | 0 | . | . | . | . | 0 | . | . | . | . | 0 | . | . | . | . | 0 | . | . | . | . | 0 | . | . | . | . | 0 | 0 | 0.006 | 0 | 0 | 0.006 | 0 | 1 | 0 | 0 | 1 | . | . | . | . | 0 | 0 | 2 | 0 | 0 | 2 | 0 | 1 | 0 | 0 | 1 | . | . | . | . | 0 | 11.518 | 9.596 | 0 | 0 | 21.114 | 1401 | 115 | 0 | 0 | 1516 | 0 | 0 | 0 | 0 | 0
2023 | NH | 99999 | State Adjustment | ISNE |  | 0.457 | 0.036 | . | . | 0.493 | . | . | . | . | . | . | . | . | . | . | . | . | . | . | . | . | . | . | . | . | . | . | . | . | . | . | . | . | . | . | . | . | . | . | . | . | . | . | . | . | . | . | . | . | . | . | . | . | . | . | . | . | . | . | . | . | . | . | . | . | . | . | . | . | . | . | . | . | . | . | . | . | . | . | . | . | . | . | . | . | . | . | . | . | . | . | . | . | . | . | 0.457 | 0.036 | . | . | 0.493 | . | . | . | . | . | . | . | . | . | .
2023 | NJ | 963 | Atlantic City Electric Co | PJM | AC | 401.209 | 160.987 | 22.274 | . | 584.47 | 48785 | 1662 | 45 | . | 50492 | . | . | . | . | 0 | . | . | . | . | 0 | . | . | . | . | 0 | . | . | . | . | 0 | . | . | . | . | 0 | . | . | . | . | 0 | . | . | . | . | 0 | . | . | . | . | 0 | . | . | . | . | 0 | . | . | . | . | 0 | . | . | . | . | 0 | 0.207 | 0.04 | . | . | 0.247 | 17 | 2 | . | . | 19 | . | . | . | . | 0 | 0.023 | . | . | . | 0.023 | 1 | . | . | . | 1 | . | . | . | . | 0 | 401.439 | 161.027 | 22.274 | 0 | 584.74 | 48803 | 1664 | 45 | 0 | 50512 | 0 | 0 | 0 | 0 | 0
2023 | NJ | 9726 | Jersey Central Power & Lt Co | PJM | AC | 420.713 | 425.668 | 23.634 | 0 | 870.015 | 50477 | 2472 | 58 | 0 | 53007 | 0 | 0 | 0 | 0 | 0 | 0 | 0 | 0 | 0 | 0 | 0 | 0 | 0 | 0 | 0 | 0 | 0 | 0 | 0 | 0 | 0 | 0 | 0 | 0 | 0 | 11.454 | 0.072 | 0 | 0 | 11.526 | 1210 | 6 | 0 | 0 | 1216 | 0 | 0 | 0 | 0 | 0 | 0.085 | 0 | 0 | 0 | 0.085 | 8 | 0 | 0 | 0 | 8 | 0 | 0 | 0 | 0 | 0 | 0.22 | 0.057 | 0 | 0 | 0.277 | 15 | 4 | 0 | 0 | 19 | 0 | 0 | 0 | 0 | 0 | 0 | 0.74 | 0 | 0 | 0.74 | 0 | 2 | 0 | 0 | 2 | 0 | 0 | 0 | 0 | 0 | 420.933 | 426.465 | 23.634 | 0 | 871.032 | 50492 | 2478 | 58 | 0 | 53028 | 0 | 0 | 0 | 0 | 0
2023 | NJ | 15477 | Public Service Elec & Gas Co | PJM | DC | 517.185 | 811.963 | 92.527 | 0 | 1421.675 | 80451 | 4144 | 168 | 0 | 84763 | . | . | . | . | 0 | . | . | . | . | 0 | . | . | . | . | 0 | . | . | . | . | 0 | . | . | . | . | 0 | . | . | . | . | 0 | . | . | . | . | 0 | . | . | . | . | 0 | . | . | . | . | 0 | . | . | . | . | 0 | . | . | . | . | 0 | . | 1.514 | . | . | 1.514 | . | 4 | . | . | 4 | . | . | . | . | 0 | . | . | . | . | 0 | . | . | . | . | 0 | . | . | . | . | 0 | 517.185 | 813.477 | 92.527 | 0 | 1423.189 | 80451 | 4148 | 168 | 0 | 84767 | 0 | 0 | 0 | 0 | 0
2023 | NJ | 16213 | Rockland Electric Co | PJM | AC | 11.129 | 26.023 | 0.072 | 0 | 37.224 | 1254 | 156 | 1 | 0 | 1411 | . | . | . | . | 0 | 0 | 0 | 0 | 0 | 0 | 0 | 0 | 0 | 0 | 0 | 0 | 0 | 0 | 0 | 0 | 0 | 0 | 0 | 0 | 0 | 0.145 | 0 | 0 | 0 | 0.145 | 14 | 0 | 0 | 0 | 14 | 0 | 0 | 0 | 0 | 0 | 0.795 | 0 | 0 | 0 | 0.795 | 70 | 0 | 0 | 0 | 70 | 0 | 0 | 0 | 0 | 0 | 0 | 0 | 0 | 0 | 0 | 0 | 0 | 0 | 0 | 0 | . | . | . | . | 0 | 0 | 0 | 0 | 0 | 0 | 0 | 0 | 0 | 0 | 0 | . | . | . | . | 0 | 11.129 | 26.023 | 0.072 | 0 | 37.224 | 1254 | 156 | 1 | 0 | 1411 | 0 | 0 | 0 | 0 | 0
2023 | NJ | 19856 | City of Vineland - (NJ) | PJM | AC | 7.811 | 6.27 | 9.487 | . | 23.568 | 1454 | 40 | 11 | . | 1505 | . | . | . | . | 0 | . | . | . | . | 0 | . | . | . | . | 0 | . | . | . | . | 0 | . | . | . | . | 0 | . | . | . | . | 0 | . | . | . | . | 0 | . | . | . | . | 0 | . | . | . | . | 0 | . | . | . | . | 0 | . | . | . | . | 0 | 0.04 | . | 0.003 | . | 0.043 | 2 | . | 1 | . | 3 | . | . | . | . | 0 | . | 0.18 | . | . | 0.18 | . | 1 | . | . | 1 | . | . | . | . | 0 | 7.851 | 6.45 | 9.49 | 0 | 23.791 | 1456 | 41 | 12 | 0 | 1509 | 0 | 0 | 0 | 0 | 0
2023 | NJ | 99999 | State Adjustment | PJM |  | -88.747 | -139.066 | -16.137 | . | -243.95 | . | . | . | . | . | . | . | . | . | . | . | . | . | . | . | . | . | . | . | . | . | . | . | . | . | . | . | . | . | . | . | . | . | . | . | . | . | . | . | . | . | . | . | . | . | . | . | . | . | . | . | . | . | . | . | . | . | . | . | . | . | . | . | . | . | . | . | . | . | . | . | . | . | . | . | . | . | . | . | . | . | . | . | . | . | . | . | . | . | . | -88.747 | -139.066 | -16.137 | . | -243.95 | . | . | . | . | . | . | . | . | . | .
2023 | NM | 3273 | Central New Mexico El Coop, Inc | PNM | AC | 5.15 | 2.28 | . | . | 7.43 | 723 | 15 | . | . | 738 | . | . | . | . | 0 | . | . | . | . | 0 | . | . | . | . | 0 | . | . | . | . | 0 | . | . | . | . | 0 | . | . | . | . | 0 | . | . | . | . | 0 | . | . | . | . | 0 | . | . | . | . | 0 | . | . | . | . | 0 | . | . | . | . | 0 | 0.049 | 0.09 | . | . | 0.139 | 10 | 1 | . | . | 11 | . | . | . | . | 0 | 5.19 | 2.37 | . | . | 7.56 | 733 | 16 | . | . | 749 | . | . | . | . | 0 | 10.389 | 4.74 | 0 | 0 | 15.129 | 1466 | 32 | 0 | 0 | 1498 | 0 | 0 | 0 | 0 | 0
2023 | NM | 3287 | Central Valley Elec Coop, Inc | SWPP | AC | 0.547 | . | . | . | 0.547 | 62 | . | . | . | 62 | 132.392 | . | . | . | 132.392 | . | . | . | . | 0 | . | . | . | . | 0 | . | . | . | . | 0 | . | . | . | . | 0 | . | . | . | . | 0 | . | . | . | . | 0 | . | . | . | . | 0 | . | . | . | . | 0 | . | . | . | . | 0 | . | . | . | . | 0 | 0.001 | . | . | . | 0.001 | 1 | . | . | . | 1 | 0 | . | . | . | 0 | . | . | . | . | 0 | . | . | . | . | 0 | . | . | . | . | 0 | 0.548 | 0 | 0 | 0 | 0.548 | 63 | 0 | 0 | 0 | 63 | 132.392 | 0 | 0 | 0 | 132.392
2023 | NM | 4265 | Continental Divide El Coop Inc | PNM | AC | 0.757 | 0.388 | . | . | 1.145 | 121 | 15 | . | . | 136 | . | . | . | . | 0 | . | . | . | . | 0 | . | . | . | . | 0 | . | . | . | . | 0 | . | . | . | . | 0 | . | . | . | . | 0 | . | . | . | . | 0 | . | . | . | . | 0 | . | . | . | . | 0 | . | . | . | . | 0 | . | . | . | . | 0 | . | . | . | . | 0 | . | . | . | . | 0 | . | . | . | . | 0 | . | . | . | . | 0 | . | . | . | . | 0 | . | . | . | . | 0 | 0.757 | 0.388 | 0 | 0 | 1.145 | 121 | 15 | 0 | 0 | 136 | 0 | 0 | 0 | 0 | 0
2023 | NM | 5701 | El Paso Electric Co | EPE | AC | 48.99 | 7.576 | . | . | 56.566 | 9024 | 190 | . | . | 9214 | 13517.789 | 1751.803 | . | . | 15269.592 | . | . | . | . | 0 | . | . | . | . | 0 | 0 | 0 | . | . | 0 | . | . | . | . | 0 | 0.875 | . | . | . | 0.875 | 102 | . | . | . | 102 | . | . | . | . | 0 | . | . | . | . | 0 | . | . | . | . | 0 | . | . | . | . | 0 | 0.007 | 0.006 | . | . | 0.013 | 3 | 2 | . | . | 5 | . | . | . | . | 0 | . | . | . | . | 0 | . | . | . | . | 0 | . | . | . | . | 0 | 48.997 | 7.582 | 0 | 0 | 56.579 | 9027 | 192 | 0 | 0 | 9219 | 13517.789 | 1751.803 | 0 | 0 | 15269.592
2023 | NM | 6198 | Farmers Electric Coop, Inc - (NM) | SWPP | AC | 0.45 | 0.787 | . | . | 1.237 | 56 | 12 | . | . | 68 | 87.7 | 87.957 | . | . | 175.657 | . | . | . | . | 0 | . | . | . | . | 0 | . | . | . | . | 0 | . | . | . | . | 0 | . | . | . | . | 0 | . | . | . | . | 0 | . | . | . | . | 0 | . | . | . | . | 0 | . | . | . | . | 0 | . | . | . | . | 0 | 0.015 | 0.068 | . | . | 0.083 | 3 | 2 | . | . | 5 | 0 | 0.337 | . | . | 0.337 | . | . | . | . | 0 | . | . | . | . | 0 | . | . | . | . | 0 | 0.465 | 0.855 | 0 | 0 | 1.32 | 59 | 14 | 0 | 0 | 73 | 87.7 | 88.294 | 0 | 0 | 175.994
2023 | NM | 6204 | City of Farmington - (NM) | WACM | AC | 1.816 | 0.131 | 0 | 0 | 1.947 | 354 | 16 | 0 | 0 | 370 | 97.997 | 2.466 | 0 | 0 | 100.463 | . | . | . | . | 0 | . | . | . | . | 0 | . | . | . | . | 0 | . | . | . | . | 0 | . | . | . | . | 0 | . | . | . | . | 0 | . | . | . | . | 0 | . | . | . | . | 0 | . | . | . | . | 0 | . | . | . | . | 0 | . | . | . | . | 0 | . | . | . | . | 0 | . | . | . | . | 0 | . | . | . | . | 0 | . | . | . | . | 0 | . | . | . | . | 0 | 1.816 | 0.131 | 0 | 0 | 1.947 | 354 | 16 | 0 | 0 | 370 | 97.997 | 2.466 | 0 | 0 | 100.463
2023 | NM | 9699 | Jemez Mountains Elec Coop, Inc | WALC | AC | 3.411 | 0.721 | . | . | 4.132 | 602 | 52 | . | . | 654 | . | . | . | . | 0 | . | . | . | . | 0 | . | . | . | . | 0 | . | . | . | . | 0 | . | . | . | . | 0 | . | . | . | . | 0 | . | . | . | . | 0 | . | . | . | . | 0 | . | . | . | . | 0 | . | . | . | . | 0 | . | . | . | . | 0 | . | . | . | . | 0 | . | . | . | . | 0 | . | . | . | . | 0 | . | . | . | . | 0 | . | . | . | . | 0 | . | . | . | . | 0 | 3.411 | 0.721 | 0 | 0 | 4.132 | 602 | 52 | 0 | 0 | 654 | 0 | 0 | 0 | 0 | 0
2023 | NM | 10378 | Kit Carson Electric Coop, Inc | PNM | AC | 2.74 | 1.066 | . | . | 3.806 | 587 | 100 | . | . | 687 | 2.891 | 0.728 | . | . | 3.619 | . | . | . | . | 0 | . | . | . | . | 0 | 0.098 | . | . | . | 0.098 | 47 | . | . | . | 47 | . | . | . | . | 0 | . | . | . | . | 0 | . | . | . | . | 0 | . | . | . | . | 0 | . | . | . | . | 0 | . | . | . | . | 0 | 0.003 | . | . | . | 0.003 | 1 | . | . | . | 1 | 5.212 | . | . | . | 5.212 | . | . | . | . | 0 | . | . | . | . | 0 | . | . | . | . | 0 | 2.841 | 1.066 | 0 | 0 | 3.907 | 635 | 100 | 0 | 0 | 735 | 8.103 | 0.728 | 0 | 0 | 8.831
2023 | NM | 11204 | Los Alamos County | PNM | DC | 2.503 | 0.714 | . | . | 3.217 | 436 | 32 | . | . | 468 | 0 | 0 | . | . | 0 | . | . | . | . | 0 | . | . | . | . | 0 | . | . | . | . | 0 | . | . | . | . | 0 | . | . | . | . | 0 | . | . | . | . | 0 | . | . | . | . | 0 | . | . | . | . | 0 | . | . | . | . | 0 | . | . | . | . | 0 | . | . | . | . | 0 | . | . | . | . | 0 | . | . | . | . | 0 | . | . | . | . | 0 | . | . | . | . | 0 | . | . | . | . | 0 | 2.503 | 0.714 | 0 | 0 | 3.217 | 436 | 32 | 0 | 0 | 468 | 0 | 0 | 0 | 0 | 0
2023 | NM | 13318 | Navopache Electric Coop, Inc | TEPC | AC | 0.062 | . | . | . | 0.062 | 11 | . | . | . | 11 | 57.144 | . | . | . | 57.144 | . | . | . | . | 0 | . | . | . | . | 0 | . | . | . | . | 0 | . | . | . | . | 0 | . | . | . | . | 0 | . | . | . | . | 0 | . | . | . | . | 0 | . | . | . | . | 0 | . | . | . | . | 0 | . | . | . | . | 0 | 0.006 | . | . | . | 0.006 | 1 | . | . | . | 1 | . | . | . | . | 0 | . | . | . | . | 0 | . | . | . | . | 0 | . | . | . | . | 0 | 0.068 | 0 | 0 | 0 | 0.068 | 12 | 0 | 0 | 0 | 12 | 57.144 | 0 | 0 | 0 | 57.144
2023 | NM | 14224 | Otero County Electric Coop Inc | PNM | AC | 6.038 | 0.166 | . | . | 6.204 | 1243 | 6 | . | . | 1249 | . | . | . | . | 0 | . | . | . | . | 0 | . | . | . | . | 0 | . | . | . | . | 0 | . | . | . | . | 0 | . | . | . | . | 0 | . | . | . | . | 0 | . | . | . | . | 0 | . | . | . | . | 0 | . | . | . | . | 0 | . | . | . | . | 0 | 0.012 | . | . | . | 0.012 | 3 | . | . | . | 3 | . | . | . | . | 0 | . | . | . | . | 0 | . | . | . | . | 0 | . | . | . | . | 0 | 6.05 | 0.166 | 0 | 0 | 6.216 | 1246 | 6 | 0 | 0 | 1252 | 0 | 0 | 0 | 0 | 0
2023 | NM | 15473 | Public Service Co of NM | PNM | DC | 255.64 | 87.47 | 0 | 0 | 343.11 | 41370 | 1131 | 0 | 0 | 42501 | . | . | . | . | 0 | . | . | . | . | 0 | . | . | . | . | 0 | . | . | . | . | 0 | . | . | . | . | 0 | . | . | . | . | 0 | . | . | . | . | 0 | . | . | . | . | 0 | . | . | . | . | 0 | . | . | . | . | 0 | . | . | . | . | 0 | 0.009 | 0.015 | 0 | 0 | 0.024 | 3 | 3 | 0 | 0 | 6 | . | . | . | . | 0 | . | . | . | . | 0 | . | . | . | . | 0 | . | . | . | . | 0 | 255.649 | 87.485 | 0 | 0 | 343.134 | 41373 | 1134 | 0 | 0 | 42507 | 0 | 0 | 0 | 0 | 0
2023 | NM | 17715 | Southwestern Electric Coop Inc - (NM) | PNM | AC | 0.268 | . | . | . | 0.268 | 34 | . | . | . | 34 | . | . | . | . | 0 | . | . | . | . | 0 | . | . | . | . | 0 | . | . | . | . | 0 | . | . | . | . | 0 | . | . | . | . | 0 | . | . | . | . | 0 | . | . | . | . | 0 | . | . | . | . | 0 | . | . | . | . | 0 | . | . | . | . | 0 | . | . | . | . | 0 | . | . | . | . | 0 | . | . | . | . | 0 | . | . | . | . | 0 | . | . | . | . | 0 | . | . | . | . | 0 | 0.268 | 0 | 0 | 0 | 0.268 | 34 | 0 | 0 | 0 | 34 | 0 | 0 | 0 | 0 | 0
2023 | NM | 17718 | Southwestern Public Service Co | SWPP | DC | 18.97 | 7.588 | 0.493 | . | 27.051 | 1988 | 107 | 6 | . | 2101 | . | . | . | . | 0 | . | . | . | . | 0 | . | . | . | . | 0 | . | . | . | . | 0 | . | . | . | . | 0 | . | . | . | . | 0 | . | . | . | . | 0 | . | . | . | . | 0 | . | . | . | . | 0 | . | . | . | . | 0 | . | . | . | . | 0 | . | . | . | . | 0 | . | . | . | . | 0 | . | . | . | . | 0 | . | . | . | . | 0 | . | . | . | . | 0 | . | . | . | . | 0 | 18.97 | 7.588 | 0.493 | 0 | 27.051 | 1988 | 107 | 6 | 0 | 2101 | 0 | 0 | 0 | 0 | 0
2023 | NM | 17826 | Springer Electric Coop, Inc | PNM | AC | 0.068 | 0.055 | . | . | 0.123 | 17 | 4 | . | . | 21 | . | . | . | . | 0 | . | . | . | . | 0 | . | . | . | . | 0 | . | . | . | . | 0 | . | . | . | . | 0 | . | . | . | . | 0 | . | . | . | . | 0 | . | . | . | . | 0 | . | . | . | . | 0 | . | . | . | . | 0 | . | . | . | . | 0 | . | . | . | . | 0 | . | . | . | . | 0 | . | . | . | . | 0 | . | . | . | . | 0 | . | . | . | . | 0 | . | . | . | . | 0 | 0.068 | 0.055 | 0 | 0 | 0.123 | 17 | 4 | 0 | 0 | 21 | 0 | 0 | 0 | 0 | 0
2023 | NM | 99999 | State Adjustment | PNM |  | -43.271 | -14.567 | 0.15 | . | -57.688 | . | . | . | . | . | . | . | . | . | . | . | . | . | . | . | . | . | . | . | . | . | . | . | . | . | . | . | . | . | . | . | . | . | . | . | . | . | . | . | . | . | . | . | . | . | . | . | . | . | . | . | . | . | . | . | . | . | . | . | . | . | . | . | . | . | . | . | . | . | . | . | . | . | . | . | . | . | . | . | . | . | . | . | . | . | . | . | . | . | . | -43.271 | -14.567 | 0.15 | . | -57.688 | . | . | . | . | . | . | . | . | . | .
2023 | NM | 99999 | State Adjustment | SWPP |  | -3.308 | -1.323 | -0.086 | . | -4.718 | . | . | . | . | . | . | . | . | . | . | . | . | . | . | . | . | . | . | . | . | . | . | . | . | . | . | . | . | . | . | . | . | . | . | . | . | . | . | . | . | . | . | . | . | . | . | . | . | . | . | . | . | . | . | . | . | . | . | . | . | . | . | . | . | . | . | . | . | . | . | . | . | . | . | . | . | . | . | . | . | . | . | . | . | . | . | . | . | . | . | -3.308 | -1.323 | -0.086 | . | -4.718 | . | . | . | . | . | . | . | . | . | .
2023 | NM | 99999 | State Adjustment | WACM |  | 0.015 | 0.274 | . | . | 0.289 | . | . | . | . | . | . | . | . | . | . | . | . | . | . | . | . | . | . | . | . | . | . | . | . | . | . | . | . | . | . | . | . | . | . | . | . | . | . | . | . | . | . | . | . | . | . | . | . | . | . | . | . | . | . | . | . | . | . | . | . | . | . | . | . | . | . | . | . | . | . | . | . | . | . | . | . | . | . | . | . | . | . | . | . | . | . | . | . | . | . | 0.015 | 0.274 | . | . | 0.289 | . | . | . | . | . | . | . | . | . | .
2023 | NM | 99999 | State Adjustment | WALC |  | 0.029 | . | . | . | 0.029 | . | . | . | . | . | . | . | . | . | . | . | . | . | . | . | . | . | . | . | . | . | . | . | . | . | . | . | . | . | . | . | . | . | . | . | . | . | . | . | . | . | . | . | . | . | . | . | . | . | . | . | . | . | . | . | . | . | . | . | . | . | . | . | . | . | . | . | . | . | . | . | . | . | . | . | . | . | . | . | . | . | . | . | . | . | . | . | . | . | . | 0.029 | . | . | . | 0.029 | . | . | . | . | . | . | . | . | . | .
2023 | NV | 2008 | City of Boulder City - (NV) | WALC | DC | 1.172 | 1.106 | 0 | 0 | 2.278 | 138 | 11 | 0 | 0 | 149 | . | . | . | . | 0 | . | . | . | . | 0 | . | . | . | . | 0 | . | . | . | . | 0 | . | . | . | . | 0 | . | . | . | . | 0 | . | . | . | . | 0 | . | . | . | . | 0 | . | . | . | . | 0 | . | . | . | . | 0 | . | . | . | . | 0 | . | . | . | . | 0 | . | . | . | . | 0 | . | . | . | . | 0 | . | . | . | . | 0 | . | . | . | . | 0 | . | . | . | . | 0 | 1.172 | 1.106 | 0 | 0 | 2.278 | 138 | 11 | 0 | 0 | 149 | 0 | 0 | 0 | 0 | 0
2023 | NV | 13073 | Mt Wheeler Power, Inc | NEVP | AC | 0.061 | 0.157 | . | . | 0.218 | 14 | 6 | . | . | 20 | . | . | . | . | 0 | . | . | . | . | 0 | . | . | . | . | 0 | . | . | . | . | 0 | . | . | . | . | 0 | . | . | . | . | 0 | . | . | . | . | 0 | . | . | . | . | 0 | . | . | . | . | 0 | . | . | . | . | 0 | . | . | . | . | 0 | . | 0.011 | . | . | 0.011 | . | 1 | . | . | 1 | . | . | . | . | 0 | . | . | . | . | 0 | . | . | . | . | 0 | . | . | . | . | 0 | 0.061 | 0.168 | 0 | 0 | 0.229 | 14 | 7 | 0 | 0 | 21 | 0 | 0 | 0 | 0 | 0
2023 | NV | 13407 | Nevada Power Co | NEVP | AC | 762.836 | 29.464 | 33.259 | 0 | 825.559 | 101231 | 528 | 117 | 0 | 101876 | . | . | . | . | 0 | . | . | . | . | 0 | . | . | . | . | 0 | . | . | . | . | 0 | . | . | . | . | 0 | 13.048 | 0.005 | 0.163 | 0 | 13.216 | 1629 | 1 | 1 | . | 1631 | 33.561 | 0.01 | 0.84 | 0 | 34.411 | . | . | . | . | 0 | . | . | . | . | 0 | . | . | . | . | 0 | 0.016 | 0.008 | 0.002 | 0 | 0.026 | 2 | 3 | 1 | 0 | 6 | . | . | . | . | 0 | . | . | . | . | 0 | . | . | . | . | 0 | . | . | . | . | 0 | 762.852 | 29.472 | 33.261 | 0 | 825.585 | 101233 | 531 | 118 | 0 | 101882 | 0 | 0 | 0 | 0 | 0
2023 | NV | 14245 | Overton Power District No 5 | NEVP | AC | 4.49 | 0.083 | . | . | 4.573 | 501 | 1 | . | . | 502 | 3708.699 | 86.92 | . | . | 3795.619 | . | . | . | . | 0 | . | . | . | . | 0 | . | . | . | . | 0 | . | . | . | . | 0 | . | . | . | . | 0 | . | . | . | . | 0 | . | . | . | . | 0 | . | . | . | . | 0 | . | . | . | . | 0 | . | . | . | . | 0 | . | . | . | . | 0 | . | . | . | . | 0 | . | . | . | . | 0 | . | . | . | . | 0 | . | . | . | . | 0 | . | . | . | . | 0 | 4.49 | 0.083 | 0 | 0 | 4.573 | 501 | 1 | 0 | 0 | 502 | 3708.699 | 86.92 | 0 | 0 | 3795.619
2023 | NV | 17166 | Sierra Pacific Power Co | NEVP | AC | 68.127 | 34.297 | 1.073 | . | 103.497 | 11202 | 434 | 5 | . | 11641 | . | . | . | . | 0 | . | . | . | . | 0 | . | . | . | . | 0 | . | . | . | . | 0 | . | . | . | . | 0 | 6.541 | 0.005 | . | . | 6.546 | 867 | 1 | . | . | 868 | 16.942 | 0.014 | . | . | 16.956 | . | . | . | . | 0 | . | . | . | . | 0 | . | . | . | . | 0 | 0.307 | 9.354 | 0.007 | . | 9.668 | 49 | 88 | 1 | . | 138 | . | . | . | . | 0 | 0.05 | 0.108 | 0.05 | . | 0.208 | 1 | 2 | 1 | . | 4 | . | . | . | . | 0 | 68.484 | 43.759 | 1.13 | 0 | 113.373 | 11252 | 524 | 7 | 0 | 11783 | 0 | 0 | 0 | 0 | 0
2023 | NV | 19840 | Valley Electric Assn, Inc | NEVP | DC | 19.723 | 0.181 | 0 | 0 | 19.904 | 1989 | 20 | 0 | 0 | 2009 | 1553.945 | 8.909 | 0 | 0 | 1562.854 | . | . | . | . | 0 | . | . | . | . | 0 | . | . | . | . | 0 | . | . | . | . | 0 | . | . | . | . | 0 | . | . | . | . | 0 | . | . | . | . | 0 | . | . | . | . | 0 | . | . | . | . | 0 | . | . | . | . | 0 | 0.02 | 0.002 | 0 | 0 | 0.022 | 9 | 1 | 0 | 0 | 10 | 1.782 | 0.001 | 0 | 0 | 1.783 | 0.075 | 0.006 | 0 | 0 | 0.081 | 9 | 1 | 0 | 0 | 10 | 4.628 | 0.022 | 0 | 0 | 4.65 | 19.818 | 0.189 | 0 | 0 | 20.007 | 2007 | 22 | 0 | 0 | 2029 | 1560.355 | 8.932 | 0 | 0 | 1569.287
2023 | NV | 99999 | State Adjustment | BPAT |  | 0.004 | . | . | . | 0.004 | . | . | . | . | . | . | . | . | . | . | . | . | . | . | . | . | . | . | . | . | . | . | . | . | . | . | . | . | . | . | . | . | . | . | . | . | . | . | . | . | . | . | . | . | . | . | . | . | . | . | . | . | . | . | . | . | . | . | . | . | . | . | . | . | . | . | . | . | . | . | . | . | . | . | . | . | . | . | . | . | . | . | . | . | . | . | . | . | . | . | 0.004 | . | . | . | 0.004 | . | . | . | . | . | . | . | . | . | .
2023 | NV | 99999 | State Adjustment | CISO |  | 0.113 | . | . | . | 0.113 | . | . | . | . | . | . | . | . | . | . | . | . | . | . | . | . | . | . | . | . | . | . | . | . | . | . | . | . | . | . | . | . | . | . | . | . | . | . | . | . | . | . | . | . | . | . | . | . | . | . | . | . | . | . | . | . | . | . | . | . | . | . | . | . | . | . | . | . | . | . | . | . | . | . | . | . | . | . | . | . | . | . | . | . | . | . | . | . | . | . | 0.113 | . | . | . | 0.113 | . | . | . | . | . | . | . | . | . | .
2023 | NV | 99999 | State Adjustment | NEVP |  | -3.423 | -0.015 | 0 | . | -3.437 | . | . | . | . | . | . | . | . | . | . | . | . | . | . | . | . | . | . | . | . | . | . | . | . | . | . | . | . | . | . | . | . | . | . | . | . | . | . | . | . | . | . | . | . | . | . | . | . | . | . | . | . | . | . | . | . | . | . | . | . | . | . | . | . | . | . | . | . | . | . | . | . | . | . | . | . | . | . | . | . | . | . | . | . | . | . | . | . | . | . | -3.423 | -0.015 | 0 | . | -3.437 | . | . | . | . | . | . | . | . | . | .
2023 | NV | 99999 | State Adjustment | WALC |  | -0.204 | -0.193 | 0 | . | -0.397 | . | . | . | . | . | . | . | . | . | . | . | . | . | . | . | . | . | . | . | . | . | . | . | . | . | . | . | . | . | . | . | . | . | . | . | . | . | . | . | . | . | . | . | . | . | . | . | . | . | . | . | . | . | . | . | . | . | . | . | . | . | . | . | . | . | . | . | . | . | . | . | . | . | . | . | . | . | . | . | . | . | . | . | . | . | . | . | . | . | . | -0.204 | -0.193 | 0 | . | -0.397 | . | . | . | . | . | . | . | . | . | .
2023 | NY | 3249 | Central Hudson Gas & Elec Corp | NYIS | AC | 116.11 | 191.687 | . | . | 307.797 | 14494 | 721 | . | . | 15215 | . | . | . | . | 0 | . | . | . | . | 0 | . | . | . | . | 0 | . | . | . | . | 0 | . | . | . | . | 0 | . | . | . | . | 0 | . | . | . | . | 0 | . | . | . | . | 0 | . | . | . | . | 0 | . | . | . | . | 0 | . | . | . | . | 0 | 0.143 | 0.016 | . | . | 0.159 | 13 | 2 | . | . | 15 | . | . | . | . | 0 | . | . | . | . | 0 | . | . | . | . | 0 | . | . | . | . | 0 | 116.253 | 191.703 | 0 | 0 | 307.956 | 14507 | 723 | 0 | 0 | 15230 | 0 | 0 | 0 | 0 | 0
2023 | NY | 4226 | Consolidated Edison Co-NY Inc | NYIS | AC | 340.553 | 108.742 | . | . | 449.295 | 59872 | 3203 | . | . | 63075 | . | . | . | . | 0 | . | 24.431 | . | . | 24.431 | . | 14 | . | . | 14 | . | 76.245 | . | . | 76.245 | . | 720 | . | . | 720 | 3.679 | 10.252 | . | . | 13.931 | 453 | 24 | . | . | 477 | 9.403 | 49.482 | . | . | 58.885 | 0.196 | 11.458 | . | . | 11.654 | 25 | 9 | . | . | 34 | 0.48 | 11.654 | . | . | 12.134 | . | 0.143 | . | . | 0.143 | . | 6 | . | . | 6 | . | . | . | . | 0 | 0.015 | 39.122 | . | . | 39.137 | 3 | 41 | . | . | 44 | . | . | . | . | 0 | 340.568 | 248.683 | 0 | 0 | 589.251 | 59875 | 3984 | 0 | 0 | 63859 | 0 | 0 | 0 | 0 | 0
2023 | NY | 11171 | Long Island Power Authority | NYIS | AC | 572.64 | 95.576 | . | . | 668.216 | 80957 | 1628 | . | . | 82585 | . | . | . | . | 0 | . | 1.36 | . | . | 1.36 | . | 1 | . | . | 1 | . | 8.331 | . | . | 8.331 | . | 37 | . | . | 37 | 14.431 | 0.638 | . | . | 15.069 | 1667 | 9 | . | . | 1676 | . | . | . | . | 0 | . | . | . | . | 0 | . | . | . | . | 0 | . | . | . | . | 0 | 0.024 | 0.356 | . | . | 0.38 | 5 | 16 | . | . | 21 | . | . | . | . | 0 | 2.982 | 20.687 | . | . | 23.669 | 307 | 43 | . | . | 350 | . | . | . | . | 0 | 575.646 | 126.31 | 0 | 0 | 701.956 | 81269 | 1725 | 0 | 0 | 82994 | 0 | 0 | 0 | 0 | 0
2023 | NY | 11811 | Town of Massena - (NY) | NYIS | DC | 0.038 | . | 0.03 | . | 0.068 | 6 | . | 3 | . | 9 | 19.37 | . | 0.24 | . | 19.61 | . | . | . | . | 0 | . | . | . | . | 0 | . | . | . | . | 0 | . | . | . | . | 0 | . | . | . | . | 0 | . | . | . | . | 0 | . | . | . | . | 0 | . | . | . | . | 0 | . | . | . | . | 0 | . | . | . | . | 0 | . | . | . | . | 0 | . | . | . | . | 0 | . | . | . | . | 0 | . | . | . | . | 0 | . | . | . | . | 0 | . | . | . | . | 0 | 0.038 | 0 | 0.03 | 0 | 0.068 | 6 | 0 | 3 | 0 | 9 | 19.37 | 0 | 0.24 | 0 | 19.61
2023 | NY | 13511 | New York State Elec & Gas Corp | NYIS | AC | 82.529 | 503.265 | . | . | 585.794 | 10135 | 1185 | . | . | 11320 | . | . | . | . | 0 | . | 324.117 | . | . | 324.117 | . | 115 | . | . | 115 | 0.061 | 16.071 | . | . | 16.132 | 2 | 99 | . | . | 101 | 5.647 | 27.388 | . | . | 33.035 | 416 | 4 | . | . | 420 | . | . | . | . | 0 | 0.308 | 0.42 | . | . | 0.728 | 35 | 10 | . | . | 45 | . | . | . | . | 0 | 0.649 | 0.756 | . | . | 1.405 | 77 | 24 | . | . | 101 | . | . | . | . | 0 | . | . | 10.897 | . | 10.897 | . | . | 28 | . | 28 | . | . | . | . | 0 | 83.239 | 844.209 | 10.897 | 0 | 938.345 | 10214 | 1423 | 28 | 0 | 11665 | 0 | 0 | 0 | 0 | 0
2023 | NY | 13573 | Niagara Mohawk Power Corp. | NYIS | AC | 186.282 | 316.276 | 9.422 | . | 511.98 | 23878 | 2223 | 29 | . | 26130 | . | . | . | . | 0 | . | 854.352 | . | . | 854.352 | . | 228 | . | . | 228 | 0.011 | 11.989 | . | . | 12 | 1 | 39 | . | . | 40 | 0.027 | . | . | . | 0.027 | 4 | . | . | . | 4 | . | . | . | . | 0 | . | . | . | . | 0 | . | . | . | . | 0 | . | . | . | . | 0 | 2.408 | 4.001 | 0.15 | . | 6.559 | 195 | 63 | 2 | . | 260 | . | . | . | . | 0 | 0.115 | 19.222 | 1.155 | . | 20.492 | 24 | 51 | 3 | . | 78 | . | . | . | . | 0 | 188.816 | 1205.84 | 10.727 | 0 | 1405.383 | 24098 | 2604 | 34 | 0 | 26736 | 0 | 0 | 0 | 0 | 0
2023 | NY | 14154 | Orange & Rockland Utils Inc | NYIS | AC | 91.375 | 94.213 | 3.228 | 0 | 188.816 | 11911 | 202 | 4 | 0 | 12117 | . | . | . | . | 0 | 0 | 13.952 | 0 | 0 | 13.952 | 0 | 8 | 0 | 0 | 8 | 0 | 2.964 | 0 | 0 | 2.964 | 0 | 27 | 0 | 0 | 27 | 4.534 | 15.91 | 0 | 0 | 20.444 | 523 | 7 | 0 | 0 | 530 | 3.763 | 7.99 | 0 | 0 | 11.753 | 0.045 | 15 | 0 | 0 | 15.045 | 3 | 4 | 0 | 0 | 7 | 0.04 | 12 | 0 | 0 | 12.04 | 0 | 0.012 | 0 | 0 | 0.012 | 0 | 2 | 0 | 0 | 2 | . | . | . | . | 0 | 0 | 0.02 | 0 | 0 | 0.02 | 0 | 1 | 0 | 0 | 1 | . | . | . | . | 0 | 91.375 | 111.161 | 3.228 | 0 | 205.764 | 11911 | 240 | 4 | 0 | 12155 | 0 | 0 | 0 | 0 | 0
2023 | NY | 14711 | Pennsylvania Electric Co | PJM | AC | 0.087 | 0.001 | 0 | 0 | 0.088 | 11 | 1 | 0 | 0 | 12 | 0 | 0 | 0 | 0 | 0 | 0 | 0 | 0 | 0 | 0 | 0 | 0 | 0 | 0 | 0 | 0 | 0 | 0 | 0 | 0 | 0 | 0 | 0 | 0 | 0 | 0 | 0 | 0 | 0 | 0 | 0 | 0 | 0 | 0 | 0 | 0 | 0 | 0 | 0 | 0 | 0 | 0 | 0 | 0 | 0 | 0 | 0 | 0 | 0 | 0 | 0 | 0 | 0 | 0 | 0 | 0 | 0.004 | 0 | 0 | 0.004 | 0 | 1 | 0 | 0 | 1 | 0 | 0 | 0 | 0 | 0 | 0 | 0 | 0 | 0 | 0 | 0 | 0 | 0 | 0 | 0 | 0 | 0 | 0 | 0 | 0 | 0.087 | 0.005 | 0 | 0 | 0.092 | 11 | 2 | 0 | 0 | 13 | 0 | 0 | 0 | 0 | 0
2023 | NY | 16183 | Rochester Gas & Electric Corp | NYIS | AC | 20.052 | 173.021 | . | . | 193.073 | 2538 | 250 | . | . | 2788 | . | . | . | . | 0 | 0 | 20.748 | . | . | 20.748 | 0 | 180 | . | . | 180 | 0.044 | 3.554 | . | . | 3.598 | 6 | 198 | . | . | 204 | . | 4.464 | . | . | 4.464 | . | 3 | . | . | 3 | . | . | . | . | 0 | . | . | . | . | 0 | . | . | . | . | 0 | . | . | . | . | 0 | 0.074 | 0.88 | . | . | 0.954 | 12 | 5 | . | . | 17 | . | . | . | . | 0 | 0.699 | 1.464 | . | . | 2.163 | 60 | 3 | . | . | 63 | . | . | . | . | 0 | 20.869 | 199.667 | 0 | 0 | 220.536 | 2616 | 636 | 0 | 0 | 3252 | 0 | 0 | 0 | 0 | 0
2023 | NY | 99999 | State Adjustment | NYIS |  | 0.181 | 0.012 | -0.005 | . | 0.188 | . | . | . | . | . | . | . | . | . | . | . | . | . | . | . | . | . | . | . | . | . | . | . | . | . | . | . | . | . | . | . | . | . | . | . | . | . | . | . | . | . | . | . | . | . | . | . | . | . | . | . | . | . | . | . | . | . | . | . | . | . | . | . | . | . | . | . | . | . | . | . | . | . | . | . | . | . | . | . | . | . | . | . | . | . | . | . | . | . | . | 0.181 | 0.012 | -0.005 | . | 0.188 | . | . | . | . | . | . | . | . | . | .
2023 | OH | 2651 | Butler Rural Electric Coop Inc - (OH) | PJM | DC | 1.537 | 0.1 | . | . | 1.637 | 146 | 2 | . | . | 148 | 414.59 | 23.771 | . | . | 438.361 | . | . | . | . | 0 | . | . | . | . | 0 | . | . | . | . | 0 | . | . | . | . | 0 | . | . | . | . | 0 | . | . | . | . | 0 | . | . | . | . | 0 | . | . | . | . | 0 | . | . | . | . | 0 | . | . | . | . | 0 | . | 0.003 | . | . | 0.003 | . | 1 | . | . | 1 | . | . | . | . | 0 | . | . | . | . | 0 | . | . | . | . | 0 | . | . | . | . | 0 | 1.537 | 0.103 | 0 | 0 | 1.64 | 146 | 3 | 0 | 0 | 149 | 414.59 | 23.771 | 0 | 0 | 438.361
2023 | OH | 3542 | Duke Energy Ohio Inc | PJM | AC | 34.625 | 19.4 | 0.865 | . | 54.89 | 4462 | 229 | 17 | . | 4708 | . | . | . | . | 0 | . | . | . | . | 0 | . | . | . | . | 0 | . | . | . | . | 0 | . | . | . | . | 0 | . | . | . | . | 0 | . | . | . | . | 0 | . | . | . | . | 0 | . | . | . | . | 0 | . | . | . | . | 0 | . | . | . | . | 0 | 0.037 | 0.036 | . | . | 0.073 | 8 | 1 | . | . | 9 | . | . | . | . | 0 | . | . | . | . | 0 | . | . | . | . | 0 | . | . | . | . | 0 | 34.662 | 19.436 | 0.865 | 0 | 54.963 | 4470 | 230 | 17 | 0 | 4717 | 0 | 0 | 0 | 0 | 0
2023 | OH | 3755 | Cleveland Electric Illum Co | PJM | AC | 13.245 | 10.679 | 0.721 | 0 | 24.645 | 1931 | 135 | 7 | 0 | 2073 | 0 | 0 | 0 | 0 | 0 | 0 | 0 | 0 | 0 | 0 | 0 | 0 | 0 | 0 | 0 | 0 | 0 | 0 | 0 | 0 | 0 | 0 | 0 | 0 | 0 | 1.481 | 1.011 | 0.109 | 0 | 2.601 | 234 | 3 | 1 | 0 | 238 | 0 | 0 | 0 | 0 | 0 | 0 | 0 | 0 | 0 | 0 | 0 | 0 | 0 | 0 | 0 | 0 | 0 | 0 | 0 | 0 | 0.021 | 3.215 | 1.225 | 0 | 4.461 | 5 | 16 | 2 | 0 | 23 | 0 | 0 | 0 | 0 | 0 | 0 | 0 | 0 | 0 | 0 | 0 | 0 | 0 | 0 | 0 | 0 | 0 | 0 | 0 | 0 | 13.266 | 13.894 | 1.946 | 0 | 29.106 | 1936 | 151 | 9 | 0 | 2096 | 0 | 0 | 0 | 0 | 0
2023 | OH | 3762 | City of Cleveland - (OH) | PJM | AC | 0.949 | . | . | . | 0.949 | 157 | . | . | . | 157 | 0 | . | . | . | 0 | . | . | . | . | 0 | . | . | . | . | 0 | . | . | . | . | 0 | . | . | . | . | 0 | . | . | . | . | 0 | . | . | . | . | 0 | . | . | . | . | 0 | . | . | . | . | 0 | . | . | . | . | 0 | . | . | . | . | 0 | . | . | . | . | 0 | . | . | . | . | 0 | . | . | . | . | 0 | . | . | . | . | 0 | . | . | . | . | 0 | . | . | . | . | 0 | 0.949 | 0 | 0 | 0 | 0.949 | 157 | 0 | 0 | 0 | 157 | 0 | 0 | 0 | 0 | 0
2023 | OH | 4683 | City of Cuyahoga Falls - (OH) | PJM | DC | 0.119 | 0.028 | 0.015 | . | 0.162 | 19 | 1 | 1 | . | 21 | . | . | . | . | 0 | . | . | . | . | 0 | . | . | . | . | 0 | . | . | . | . | 0 | . | . | . | . | 0 | . | . | . | . | 0 | . | . | . | . | 0 | . | . | . | . | 0 | . | . | . | . | 0 | . | . | . | . | 0 | . | . | . | . | 0 | . | . | 0.011 | . | 0.011 | . | . | 1 | . | 1 | . | . | . | . | 0 | . | . | . | . | 0 | . | . | . | . | 0 | . | . | . | . | 0 | 0.119 | 0.028 | 0.026 | 0 | 0.173 | 19 | 1 | 2 | 0 | 22 | 0 | 0 | 0 | 0 | 0
2023 | OH | 4922 | Dayton Power & Light Co | PJM | AC | 2.602 | 7.285 | . | . | 9.887 | 388 | 76 | . | . | 464 | . | . | . | . | 0 | . | . | . | . | 0 | . | . | . | . | 0 | . | . | . | . | 0 | . | . | . | . | 0 | . | . | . | . | 0 | . | . | . | . | 0 | . | . | . | . | 0 | . | . | . | . | 0 | . | . | . | . | 0 | . | . | . | . | 0 | 0.099 | 4.668 | . | . | 4.767 | 20 | 10 | . | . | 30 | . | . | . | . | 0 | 0 | 0.575 | . | . | 0.575 | 0 | 1 | . | . | 1 | . | . | . | . | 0 | 2.701 | 12.528 | 0 | 0 | 15.229 | 408 | 87 | 0 | 0 | 495 | 0 | 0 | 0 | 0 | 0
2023 | OH | 7004 | Buckeye Power, Inc | PJM | DC | 25.6 | 2.8 | . | . | 28.4 | 2686 | 66 | . | . | 2752 | 2283.5 | 245.2 | . | . | 2528.7 | . | . | . | . | 0 | . | . | . | . | 0 | . | . | . | . | 0 | . | . | . | . | 0 | . | . | . | . | 0 | . | . | . | . | 0 | . | . | . | . | 0 | . | . | . | . | 0 | . | . | . | . | 0 | . | . | . | . | 0 | 0.2 | 0.1 | . | . | 0.3 | 31 | 3 | . | . | 34 | 15.2 | 1.4 | . | . | 16.6 | 0 | 0.1 | . | . | 0.1 | 0 | 2 | . | . | 2 | 0 | 8 | . | . | 8 | 25.8 | 3 | 0 | 0 | 28.8 | 2717 | 71 | 0 | 0 | 2788 | 2298.7 | 254.6 | 0 | 0 | 2553.3
2023 | OH | 7891 | Guernsey-Muskingum El Coop Inc | PJM | AC | 0.729 | 0.163 | . | . | 0.892 | 74 | 3 | . | . | 77 | . | . | . | . | 0 | . | . | . | . | 0 | . | . | . | . | 0 | . | . | . | . | 0 | . | . | . | . | 0 | . | . | . | . | 0 | . | . | . | . | 0 | . | . | . | . | 0 | . | . | . | . | 0 | . | . | . | . | 0 | . | . | . | . | 0 | 0.01 | . | . | . | 0.01 | 1 | . | . | . | 1 | . | . | . | . | 0 | . | . | . | . | 0 | . | . | . | . | 0 | . | . | . | . | 0 | 0.739 | 0.163 | 0 | 0 | 0.902 | 75 | 3 | 0 | 0 | 78 | 0 | 0 | 0 | 0 | 0
2023 | OH | 8761 | Holmes-Wayne Electric Coop Inc | PJM | AC | 0.97 | 0.469 | . | . | 1.439 | 102 | 14 | . | . | 116 | 568.945 | 267.076 | . | . | 836.021 | . | . | . | . | 0 | . | . | . | . | 0 | . | . | . | . | 0 | . | . | . | . | 0 | . | . | . | . | 0 | . | . | . | . | 0 | . | . | . | . | 0 | . | . | . | . | 0 | . | . | . | . | 0 | . | . | . | . | 0 | 0.005 | . | . | . | 0.005 | 2 | . | . | . | 2 | 0 | . | . | . | 0 | . | . | . | . | 0 | . | . | . | . | 0 | . | . | . | . | 0 | 0.975 | 0.469 | 0 | 0 | 1.444 | 104 | 14 | 0 | 0 | 118 | 568.945 | 267.076 | 0 | 0 | 836.021
2023 | OH | 10830 | City of Lebanon - (OH) | PJM | AC | 0.152 | 0.281 | . | . | 0.433 | 19 | 4 | . | . | 23 | . | . | . | . | 0 | . | . | . | . | 0 | . | . | . | . | 0 | . | . | . | . | 0 | . | . | . | . | 0 | . | . | . | . | 0 | . | . | . | . | 0 | . | . | . | . | 0 | . | . | . | . | 0 | . | . | . | . | 0 | . | . | . | . | 0 | . | . | . | . | 0 | . | . | . | . | 0 | . | . | . | . | 0 | . | . | . | . | 0 | . | . | . | . | 0 | . | . | . | . | 0 | 0.152 | 0.281 | 0 | 0 | 0.433 | 19 | 4 | 0 | 0 | 23 | 0 | 0 | 0 | 0 | 0
2023 | OH | 12377 | Midwest Energy Cooperative - (MI) | PJM | AC | 0.032 | . | . | . | 0.032 | 4 | . | . | . | 4 | 16.523 | . | . | . | 16.523 | . | . | . | . | 0 | . | . | . | . | 0 | . | . | . | . | 0 | . | . | . | . | 0 | . | . | . | . | 0 | . | . | . | . | 0 | . | . | . | . | 0 | . | . | . | . | 0 | . | . | . | . | 0 | . | . | . | . | 0 | . | . | . | . | 0 | . | . | . | . | 0 | . | . | . | . | 0 | . | . | . | . | 0 | . | . | . | . | 0 | . | . | . | . | 0 | 0.032 | 0 | 0 | 0 | 0.032 | 4 | 0 | 0 | 0 | 4 | 16.523 | 0 | 0 | 0 | 16.523
2023 | OH | 12990 | Consolidated Cooperative | PJM | AC | 1.75 | 0.025 | . | . | 1.775 | 208 | 1 | . | . | 209 | . | . | . | . | 0 | . | . | . | . | 0 | . | . | . | . | 0 | 0.1 | . | . | . | 0.1 | 48 | . | . | . | 48 | . | . | . | . | 0 | . | . | . | . | 0 | . | . | . | . | 0 | . | . | . | . | 0 | . | . | . | . | 0 | . | . | . | . | 0 | . | . | . | . | 0 | . | . | . | . | 0 | . | . | . | . | 0 | . | . | . | . | 0 | . | . | . | . | 0 | . | . | . | . | 0 | 1.85 | 0.025 | 0 | 0 | 1.875 | 256 | 1 | 0 | 0 | 257 | 0 | 0 | 0 | 0 | 0
2023 | OH | 13998 | Ohio Edison Co | PJM | AC | 24.452 | 27.389 | 0.592 | 0 | 52.433 | 3006 | 156 | 4 | 0 | 3166 | 0 | 0 | 0 | 0 | 0 | 0 | 0 | 0 | 0 | 0 | 0 | 0 | 0 | 0 | 0 | 0 | 0 | 0 | 0 | 0 | 0 | 0 | 0 | 0 | 0 | 4.194 | 0.303 | 0 | 0 | 4.497 | 510 | 4 | 0 | 0 | 514 | 0 | 0 | 0 | 0 | 0 | 0 | 0 | 0 | 0 | 0 | 0 | 0 | 0 | 0 | 0 | 0 | 0 | 0 | 0 | 0 | 0.758 | 1.783 | 1.05 | 0 | 3.591 | 73 | 34 | 3 | 0 | 110 | 0 | 0 | 0 | 0 | 0 | 0 | 0.915 | 0 | 0 | 0.915 | 0 | 4 | 0 | 0 | 4 | 0 | 0 | 0 | 0 | 0 | 25.21 | 30.087 | 1.642 | 0 | 56.939 | 3079 | 194 | 7 | 0 | 3280 | 0 | 0 | 0 | 0 | 0
2023 | OH | 14006 | Ohio Power Co | PJM | AC | 59.317 | 60.737 | 5.713 | . | 125.767 | 8538 | 475 | 38 | . | 9051 | 34144.143 | 24599.946 | 1566.267 | . | 60310.356 | . | . | . | . | 0 | . | . | . | . | 0 | . | . | . | . | 0 | . | . | . | . | 0 | 3.114 | 0.29 | . | . | 3.404 | 697 | 9 | . | . | 706 | 7.669 | 0.679 | . | . | 8.348 | . | . | . | . | 0 | . | . | . | . | 0 | . | . | . | . | 0 | 0.299 | 2.018 | 25.733 | . | 28.05 | 56 | 22 | 7 | . | 85 | 32.187 | 45.68 | 9191.7 | . | 9269.567 | . | 2.74 | 1 | . | 3.74 | . | 6 | 1 | . | 7 | . | . | . | . | 0 | 59.616 | 65.495 | 32.446 | 0 | 157.557 | 8594 | 503 | 46 | 0 | 9143 | 34176.33 | 24645.626 | 10757.967 | 0 | 69579.923
2023 | OH | 18997 | The Toledo Edison Co | PJM | AC | 4.182 | 14.448 | 24.056 | 0 | 42.686 | 552 | 81 | 17 | 0 | 650 | 0 | 0 | 0 | 0 | 0 | 0 | 0 | 0 | 0 | 0 | 0 | 0 | 0 | 0 | 0 | 0 | 0 | 0 | 0 | 0 | 0 | 0 | 0 | 0 | 0 | 0.364 | 0 | 0 | 0 | 0.364 | 45 | 0 | 0 | 0 | 45 | 0 | 0 | 0 | 0 | 0 | 0 | 0 | 0 | 0 | 0 | 0 | 0 | 0 | 0 | 0 | 0 | 0 | 0 | 0 | 0 | 0.273 | 3.345 | 0 | 0 | 3.618 | 41 | 20 | 0 | 0 | 61 | 0 | 0 | 0 | 0 | 0 | 0 | 0.78 | 2.8 | 0 | 3.58 | 0 | 4 | 1 | 0 | 5 | 0 | 0 | 0 | 0 | 0 | 4.455 | 18.573 | 26.856 | 0 | 49.884 | 593 | 105 | 18 | 0 | 716 | 0 | 0 | 0 | 0 | 0
2023 | OH | 19951 | City of Wadsworth - (OH) | PJM | AC | 0.01 | 0.05 | 0.05 | . | 0.11 | 23 | 5 | 1 | . | 29 | . | . | . | . | 0 | . | . | . | . | 0 | . | . | . | . | 0 | . | . | . | . | 0 | . | . | . | . | 0 | . | . | . | . | 0 | . | . | . | . | 0 | . | . | . | . | 0 | . | . | . | . | 0 | . | . | . | . | 0 | . | . | . | . | 0 | . | . | . | . | 0 | . | . | . | . | 0 | . | . | . | . | 0 | . | . | . | . | 0 | . | . | . | . | 0 | . | . | . | . | 0 | 0.01 | 0.05 | 0.05 | 0 | 0.11 | 23 | 5 | 1 | 0 | 29 | 0 | 0 | 0 | 0 | 0
2023 | OH | 20477 | City of Westerville - (OH) | PJM | AC | 0.658 | 3.669 | . | . | 4.327 | 92 | 9 | . | . | 101 | . | . | . | . | 0 | . | . | . | . | 0 | . | . | . | . | 0 | . | . | . | . | 0 | . | . | . | . | 0 | . | . | . | . | 0 | . | . | . | . | 0 | . | . | . | . | 0 | . | . | . | . | 0 | . | . | . | . | 0 | . | . | . | . | 0 | . | . | . | . | 0 | . | . | . | . | 0 | . | . | . | . | 0 | . | . | . | . | 0 | . | . | . | . | 0 | . | . | . | . | 0 | 0.658 | 3.669 | 0 | 0 | 4.327 | 92 | 9 | 0 | 0 | 101 | 0 | 0 | 0 | 0 | 0
2023 | OH | 99999 | State Adjustment | PJM |  | -4.021 | 2.238 | -0.003 | . | -1.786 | . | . | . | . | . | . | . | . | . | . | . | . | . | . | . | . | . | . | . | . | . | . | . | . | . | . | . | . | . | . | . | . | . | . | . | . | . | . | . | . | . | . | . | . | . | . | . | . | . | . | . | . | . | . | . | . | . | . | . | . | . | . | . | . | . | . | . | . | . | . | . | . | . | . | . | . | . | . | . | . | . | . | . | . | . | . | . | . | . | . | -4.021 | 2.238 | -0.003 | . | -1.786 | . | . | . | . | . | . | . | . | . | .
2023 | OK | 296 | Alfalfa Electric Coop, Inc | SWPP | AC | . | . | . | . | 0 | . | . | . | . | 0 | . | . | . | . | 0 | . | . | . | . | 0 | . | . | . | . | 0 | . | . | . | . | 0 | . | . | . | . | 0 | . | . | . | . | 0 | . | . | . | . | 0 | . | . | . | . | 0 | . | . | . | . | 0 | . | . | . | . | 0 | . | . | . | . | 0 | . | 0.001 | . | . | 0.001 | . | 2 | . | . | 2 | . | . | . | . | 0 | . | 0.059 | . | . | 0.059 | . | 12 | . | . | 12 | . | . | . | . | 0 | 0 | 0.06 | 0 | 0 | 0.06 | 0 | 14 | 0 | 0 | 14 | 0 | 0 | 0 | 0 | 0
2023 | OK | 817 | Arkansas Valley Elec Coop Corp | SWPP | AC | 0.321 | . | . | . | 0.321 | 34 | . | . | . | 34 | 167.33 | . | . | . | 167.33 | . | . | . | . | 0 | . | . | . | . | 0 | . | . | . | . | 0 | . | . | . | . | 0 | . | . | . | . | 0 | . | . | . | . | 0 | . | . | . | . | 0 | . | . | . | . | 0 | . | . | . | . | 0 | . | . | . | . | 0 | . | . | . | . | 0 | . | . | . | . | 0 | . | . | . | . | 0 | . | . | . | . | 0 | . | . | . | . | 0 | . | . | . | . | 0 | 0.321 | 0 | 0 | 0 | 0.321 | 34 | 0 | 0 | 0 | 34 | 167.33 | 0 | 0 | 0 | 167.33
2023 | OK | 3226 | Central Rural Electric Cooperative, Inc | AECI | AC | 1.678 | 0.089 | . | . | 1.767 | 180 | 3 | . | . | 183 | . | . | . | . | 0 | . | . | . | . | 0 | . | . | . | . | 0 | . | . | . | . | 0 | . | . | . | . | 0 | 0.13 | 0 | . | . | 0.13 | 13 | . | . | . | 13 | 0.026 | . | . | . | 0.026 | . | . | . | . | 0 | . | . | . | . | 0 | . | . | . | . | 0 | 0.019 | . | . | . | 0.019 | 4 | . | . | . | 4 | . | . | . | . | 0 | . | . | . | . | 0 | . | . | . | . | 0 | . | . | . | . | 0 | 1.697 | 0.089 | 0 | 0 | 1.786 | 184 | 3 | 0 | 0 | 187 | 0 | 0 | 0 | 0 | 0
2023 | OK | 3478 | Cimarron Electric Coop | SWPP | AC | 0.836 | 0.31 | . | . | 1.146 | 80 | 2 | . | . | 82 | 95.681 | 0 | . | . | 95.681 | . | . | . | . | 0 | . | . | . | . | 0 | . | . | . | . | 0 | . | . | . | . | 0 | . | . | . | . | 0 | . | . | . | . | 0 | . | . | . | . | 0 | . | . | . | . | 0 | . | . | . | . | 0 | . | . | . | . | 0 | 0.015 | 0.015 | . | . | 0.03 | 2 | 1 | . | . | 3 | 0.438 | 0.139 | . | . | 0.577 | . | . | . | . | 0 | . | . | . | . | 0 | . | . | . | . | 0 | 0.851 | 0.325 | 0 | 0 | 1.176 | 82 | 3 | 0 | 0 | 85 | 96.119 | 0.139 | 0 | 0 | 96.258
2023 | OK | 3527 | Choctaw Electric Coop Inc | SWPP | AC | 1.41 | . | . | . | 1.41 | 163 | . | . | . | 163 | . | . | . | . | 0 | . | . | . | . | 0 | . | . | . | . | 0 | . | . | . | . | 0 | . | . | . | . | 0 | . | . | . | . | 0 | . | . | . | . | 0 | . | . | . | . | 0 | . | . | . | . | 0 | . | . | . | . | 0 | . | . | . | . | 0 | 0.002 | . | . | . | 0.002 | 1 | . | . | . | 1 | . | . | . | . | 0 | . | . | . | . | 0 | . | . | . | . | 0 | . | . | . | . | 0 | 1.412 | 0 | 0 | 0 | 1.412 | 164 | 0 | 0 | 0 | 164 | 0 | 0 | 0 | 0 | 0
2023 | OK | 3647 | City of Claremore | SWPP | DC | 0.66 | . | . | . | 0.66 | 69 | . | . | . | 69 | . | . | . | . | 0 | . | . | . | . | 0 | . | . | . | . | 0 | . | . | . | . | 0 | . | . | . | . | 0 | . | . | . | . | 0 | . | . | . | . | 0 | . | . | . | . | 0 | . | . | . | . | 0 | . | . | . | . | 0 | . | . | . | . | 0 | . | . | . | . | 0 | . | . | . | . | 0 | . | . | . | . | 0 | . | . | . | . | 0 | . | . | . | . | 0 | . | . | . | . | 0 | 0.66 | 0 | 0 | 0 | 0.66 | 69 | 0 | 0 | 0 | 69 | 0 | 0 | 0 | 0 | 0
2023 | OK | 4296 | Cookson Hills Elec Coop, Inc | AECI | AC | 0.784 | 0.055 | . | . | 0.839 | 82 | 1 | . | . | 83 | . | . | . | . | 0 | . | . | . | . | 0 | . | . | . | . | 0 | . | . | . | . | 0 | . | . | . | . | 0 | . | . | . | . | 0 | . | . | . | . | 0 | . | . | . | . | 0 | . | . | . | . | 0 | . | . | . | . | 0 | . | . | . | . | 0 | . | . | . | . | 0 | . | . | . | . | 0 | . | . | . | . | 0 | . | . | . | . | 0 | . | . | . | . | 0 | . | . | . | . | 0 | 0.784 | 0.055 | 0 | 0 | 0.839 | 82 | 1 | 0 | 0 | 83 | 0 | 0 | 0 | 0 | 0
2023 | OK | 4401 | Cotton Electric Coop, Inc | SWPP | AC | 1.908 | 0.015 | . | . | 1.923 | 194 | 1 | . | . | 195 | . | . | . | . | 0 | . | . | . | . | 0 | . | . | . | . | 0 | . | . | . | . | 0 | . | . | . | . | 0 | . | . | . | . | 0 | . | . | . | . | 0 | . | . | . | . | 0 | . | . | . | . | 0 | . | . | . | . | 0 | . | . | . | . | 0 | 0.018 | 0.001 | . | . | 0.019 | 2 | 1 | . | . | 3 | . | . | . | . | 0 | . | . | . | . | 0 | . | . | . | . | 0 | . | . | . | . | 0 | 1.926 | 0.016 | 0 | 0 | 1.942 | 196 | 2 | 0 | 0 | 198 | 0 | 0 | 0 | 0 | 0
2023 | OK | 5598 | East Central Oklahoma Elec Coop Inc | AECI | AC | 1.865 | 0.005 | . | . | 1.87 | 200 | 1 | . | . | 201 | . | . | . | . | 0 | . | . | . | . | 0 | . | . | . | . | 0 | . | . | . | . | 0 | . | . | . | . | 0 | . | . | . | . | 0 | . | . | . | . | 0 | . | . | . | . | 0 | . | . | . | . | 0 | . | . | . | . | 0 | . | . | . | . | 0 | 0.022 | . | . | . | 0.022 | 3 | . | . | . | 3 | . | . | . | . | 0 | . | . | . | . | 0 | . | . | . | . | 0 | . | . | . | . | 0 | 1.887 | 0.005 | 0 | 0 | 1.892 | 203 | 1 | 0 | 0 | 204 | 0 | 0 | 0 | 0 | 0
2023 | OK | 5661 | City of Edmond - (OK) | SWPP | AC | 0.451 | 0.003 | . | . | 0.454 | 72 | 1 | . | . | 73 | . | . | . | . | 0 | . | . | . | . | 0 | . | . | . | . | 0 | . | . | . | . | 0 | . | . | . | . | 0 | . | . | . | . | 0 | . | . | . | . | 0 | . | . | . | . | 0 | . | . | . | . | 0 | . | . | . | . | 0 | . | . | . | . | 0 | . | . | . | . | 0 | . | . | . | . | 0 | . | . | . | . | 0 | . | . | . | . | 0 | . | . | . | . | 0 | . | . | . | . | 0 | 0.451 | 0.003 | 0 | 0 | 0.454 | 72 | 1 | 0 | 0 | 73 | 0 | 0 | 0 | 0 | 0
2023 | OK | 5860 | Empire District Electric Co | SWPP | DC | 0.166 | 0.009 | . | . | 0.175 | 20 | 3 | . | . | 23 | . | . | . | . | 0 | . | . | . | . | 0 | . | . | . | . | 0 | . | . | . | . | 0 | . | . | . | . | 0 | . | . | . | . | 0 | . | . | . | . | 0 | . | . | . | . | 0 | . | . | . | . | 0 | . | . | . | . | 0 | . | . | . | . | 0 | . | . | . | . | 0 | . | . | . | . | 0 | . | . | . | . | 0 | . | . | . | . | 0 | . | . | . | . | 0 | . | . | . | . | 0 | 0.166 | 0.009 | 0 | 0 | 0.175 | 20 | 3 | 0 | 0 | 23 | 0 | 0 | 0 | 0 | 0
2023 | OK | 9246 | Indian Electric Coop, Inc | SWPP | AC | 1.03 | 0.3 | . | . | 1.33 | 124 | 4 | . | . | 128 | . | . | . | . | 0 | . | . | . | . | 0 | . | . | . | . | 0 | . | . | . | . | 0 | . | . | . | . | 0 | . | . | . | . | 0 | . | . | . | . | 0 | . | . | . | . | 0 | . | . | . | . | 0 | . | . | . | . | 0 | . | . | . | . | 0 | 0.01 | . | . | . | 0.01 | 1 | . | . | . | 1 | . | . | . | . | 0 | . | . | . | . | 0 | . | . | . | . | 0 | . | . | . | . | 0 | 1.04 | 0.3 | 0 | 0 | 1.34 | 125 | 4 | 0 | 0 | 129 | 0 | 0 | 0 | 0 | 0
2023 | OK | 10170 | Kiamichi Electric Coop, Inc | AECI | AC | 0.977 | . | . | . | 0.977 | 114 | . | . | . | 114 | . | . | . | . | 0 | . | . | . | . | 0 | . | . | . | . | 0 | . | . | . | . | 0 | . | . | . | . | 0 | . | . | . | . | 0 | . | . | . | . | 0 | . | . | . | . | 0 | . | . | . | . | 0 | . | . | . | . | 0 | . | . | . | . | 0 | . | . | . | . | 0 | . | . | . | . | 0 | . | . | . | . | 0 | . | . | . | . | 0 | . | . | . | . | 0 | . | . | . | . | 0 | 0.977 | 0 | 0 | 0 | 0.977 | 114 | 0 | 0 | 0 | 114 | 0 | 0 | 0 | 0 | 0
2023 | OK | 10599 | Lake Region Electric Coop, Inc - (OK) | AECI | DC | 0.671 | 0 | 0 | 0 | 0.671 | 91 | 0 | 0 | 0 | 91 | . | . | . | . | 0 | . | . | . | . | 0 | . | . | . | . | 0 | . | . | . | . | 0 | . | . | . | . | 0 | 0.246 | . | . | . | 0.246 | 20 | . | . | . | 20 | . | . | . | . | 0 | . | . | . | . | 0 | . | . | . | . | 0 | . | . | . | . | 0 | . | . | . | . | 0 | . | . | . | . | 0 | . | . | . | . | 0 | . | . | . | . | 0 | . | . | . | . | 0 | . | . | . | . | 0 | 0.671 | 0 | 0 | 0 | 0.671 | 91 | 0 | 0 | 0 | 91 | 0 | 0 | 0 | 0 | 0
2023 | OK | 13734 | Northeast Oklahoma Electric Co | SWPP | AC | 1.727 | 0.925 | 0 | 0 | 2.652 | 195 | 13 | 0 | 0 | 208 | 1034.701 | 449.886 | 0 | 0 | 1484.587 | . | . | . | . | 0 | . | . | . | . | 0 | . | . | . | . | 0 | . | . | . | . | 0 | . | . | . | . | 0 | . | . | . | . | 0 | . | . | . | . | 0 | . | . | . | . | 0 | . | . | . | . | 0 | . | . | . | . | 0 | 0.01 | 0 | 0 | 0 | 0.01 | 1 | 0 | 0 | 0 | 1 | 0 | 0 | 0 | 0 | 0 | . | . | . | . | 0 | . | . | . | . | 0 | . | . | . | . | 0 | 1.737 | 0.925 | 0 | 0 | 2.662 | 196 | 13 | 0 | 0 | 209 | 1034.701 | 449.886 | 0 | 0 | 1484.587
2023 | OK | 14062 | Oklahoma Electric Coop Inc | SWPP | AC | 6.327 | 0.26 | . | . | 6.587 | 719 | 8 | . | . | 727 | . | . | . | . | 0 | . | . | . | . | 0 | . | . | . | . | 0 | . | . | . | . | 0 | . | . | . | . | 0 | . | . | . | . | 0 | . | . | . | . | 0 | . | . | . | . | 0 | . | . | . | . | 0 | . | . | . | . | 0 | . | . | . | . | 0 | 0.122 | . | . | . | 0.122 | 14 | . | . | . | 14 | . | . | . | . | 0 | . | . | 0.088 | . | 0.088 | . | . | 3 | . | 3 | . | . | . | . | 0 | 6.449 | 0.26 | 0.088 | 0 | 6.797 | 733 | 8 | 3 | 0 | 744 | 0 | 0 | 0 | 0 | 0
2023 | OK | 14063 | Oklahoma Gas & Electric Co | SWPP | AC | 46.988 | 9.192 | 0.488 | 0 | 56.668 | 6602 | 183 | 4 | 0 | 6789 | 0 | 0 | 0 | 0 | 0 | 10.417 | 14.864 | 0.786 | 0 | 26.067 | 2836 | 1787 | 24 | 0 | 4647 | 0 | 0 | 0 | 0 | 0 | 0 | 0 | 0 | 0 | 0 | 0 | 0 | 0 | 0 | 0 | 0 | 0 | 0 | 0 | 0 | 0 | 0 | 0 | 0 | 0 | 0 | 0 | 0 | 0 | 0 | 0 | 0 | 0 | 0 | 0 | 0 | 0 | 0 | 0 | 0 | 0.125 | 0.505 | 0 | 0 | 0.63 | 20 | 8 | 0 | 0 | 28 | 0 | 0 | 0 | 0 | 0 | 0 | 0 | 0 | 0 | 0 | 0 | 0 | 0 | 0 | 0 | 0 | 0 | 0 | 0 | 0 | 57.53 | 24.561 | 1.274 | 0 | 83.365 | 9458 | 1978 | 28 | 0 | 11464 | 0 | 0 | 0 | 0 | 0
2023 | OK | 14289 | Ozarks Electric Coop Corp - (AR) | SWPP | AC | 0.636 | 0.065 | . | . | 0.701 | 83 | 5 | . | . | 88 | . | . | . | . | 0 | . | . | . | . | 0 | . | . | . | . | 0 | . | . | . | . | 0 | . | . | . | . | 0 | . | . | . | . | 0 | . | . | . | . | 0 | . | . | . | . | 0 | . | . | . | . | 0 | . | . | . | . | 0 | . | . | . | . | 0 | . | . | . | . | 0 | . | . | . | . | 0 | . | . | . | . | 0 | . | . | . | . | 0 | . | . | . | . | 0 | . | . | . | . | 0 | 0.636 | 0.065 | 0 | 0 | 0.701 | 83 | 5 | 0 | 0 | 88 | 0 | 0 | 0 | 0 | 0
2023 | OK | 14775 | People's Electric Cooperative | SWPP | DC | 2.2 | 0.52 | . | . | 2.72 | 178 | 5 | . | . | 183 | . | . | . | . | 0 | . | . | . | . | 0 | . | . | . | . | 0 | . | . | . | . | 0 | . | . | . | . | 0 | . | . | . | . | 0 | . | . | . | . | 0 | . | . | . | . | 0 | . | . | . | . | 0 | . | . | . | . | 0 | . | . | . | . | 0 | . | . | . | . | 0 | . | . | . | . | 0 | . | . | . | . | 0 | . | . | . | . | 0 | . | . | . | . | 0 | . | . | . | . | 0 | 2.2 | 0.52 | 0 | 0 | 2.72 | 178 | 5 | 0 | 0 | 183 | 0 | 0 | 0 | 0 | 0
2023 | OK | 15474 | Public Service Co of Oklahoma | SWPP | AC | 21.221 | 1.398 | 0.663 | . | 23.282 | 3113 | 63 | 3 | . | 3179 | 13673.489 | 628.1 | 1.68 | . | 14303.269 | . | . | . | . | 0 | . | . | . | . | 0 | . | . | . | . | 0 | . | . | . | . | 0 | 1.157 | 0.015 | . | . | 1.172 | 169 | 1 | . | . | 170 | 2.743 | 0.027 | . | . | 2.77 | 0.007 | . | . | . | 0.007 | 1 | . | . | . | 1 | 0.016 | . | . | . | 0.016 | 0.029 | . | . | . | 0.029 | 9 | . | . | . | 9 | 8.498 | . | . | . | 8.498 | 0.01 | . | . | . | 0.01 | 1 | . | . | . | 1 | 10.292 | . | . | . | 10.292 | 21.26 | 1.398 | 0.663 | 0 | 23.321 | 3123 | 63 | 3 | 0 | 3189 | 13692.279 | 628.1 | 1.68 | 0 | 14322.059
2023 | OK | 16382 | Rural Electric Coop, Inc - (OK) | SWPP | DC | 0.731 | . | . | . | 0.731 | 67 | . | . | . | 67 | . | . | . | . | 0 | . | . | . | . | 0 | . | . | . | . | 0 | . | . | . | . | 0 | . | . | . | . | 0 | . | . | . | . | 0 | . | . | . | . | 0 | . | . | . | . | 0 | . | . | . | . | 0 | . | . | . | . | 0 | . | . | . | . | 0 | 0.075 | . | . | . | 0.075 | 4 | . | . | . | 4 | . | . | . | . | 0 | . | . | . | . | 0 | . | . | . | . | 0 | . | . | . | . | 0 | 0.806 | 0 | 0 | 0 | 0.806 | 71 | 0 | 0 | 0 | 71 | 0 | 0 | 0 | 0 | 0
2023 | OK | 17671 | Southwest Arkansas E C C | MISO | AC | 0.017 | . | . | . | 0.017 | 1 | . | . | . | 1 | . | . | . | . | 0 | . | . | . | . | 0 | . | . | . | . | 0 | . | . | . | . | 0 | . | . | . | . | 0 | . | . | . | . | 0 | . | . | . | . | 0 | . | . | . | . | 0 | . | . | . | . | 0 | . | . | . | . | 0 | . | . | . | . | 0 | . | . | . | . | 0 | . | . | . | . | 0 | . | . | . | . | 0 | . | . | . | . | 0 | . | . | . | . | 0 | . | . | . | . | 0 | 0.017 | 0 | 0 | 0 | 0.017 | 1 | 0 | 0 | 0 | 1 | 0 | 0 | 0 | 0 | 0
2023 | OK | 18125 | Stillwater Utilities Authority | SWPP | AC | 0.38 | . | . | . | 0.38 | 37 | . | . | . | 37 | . | . | . | . | 0 | . | . | . | . | 0 | . | . | . | . | 0 | . | . | . | . | 0 | . | . | . | . | 0 | . | . | . | . | 0 | . | . | . | . | 0 | . | . | . | . | 0 | . | . | . | . | 0 | . | . | . | . | 0 | . | . | . | . | 0 | 0.01 | . | . | . | 0.01 | 1 | . | . | . | 1 | . | . | . | . | 0 | . | . | . | . | 0 | . | . | . | . | 0 | . | . | . | . | 0 | 0.39 | 0 | 0 | 0 | 0.39 | 38 | 0 | 0 | 0 | 38 | 0 | 0 | 0 | 0 | 0
2023 | OK | 19160 | Tri-County Electric Coop, Inc (OK) | SWPP | DC | 0.393 | 0.009 | . | . | 0.402 | 40 | 1 | . | . | 41 | . | . | . | . | 0 | . | . | . | . | 0 | . | . | . | . | 0 | 0.175 | . | 0.003 | . | 0.178 | 75 | . | 2 | . | 77 | . | . | . | . | 0 | . | . | . | . | 0 | . | . | . | . | 0 | . | . | . | . | 0 | . | . | . | . | 0 | . | . | . | . | 0 | 0.002 | . | . | . | 0.002 | 1 | . | . | . | 1 | . | . | . | . | 0 | . | . | . | . | 0 | . | . | . | . | 0 | . | . | . | . | 0 | 0.57 | 0.009 | 0.003 | 0 | 0.582 | 116 | 1 | 2 | 0 | 119 | 0 | 0 | 0 | 0 | 0
2023 | OK | 19785 | Verdigris Valley Elec Coop Inc | AECI | AC | 1.832 | . | . | . | 1.832 | 197 | . | . | . | 197 | . | . | . | . | 0 | . | . | . | . | 0 | . | . | . | . | 0 | . | . | . | . | 0 | . | . | . | . | 0 | . | . | . | . | 0 | . | . | . | . | 0 | . | . | . | . | 0 | . | . | . | . | 0 | . | . | . | . | 0 | . | . | . | . | 0 | . | . | . | . | 0 | . | . | . | . | 0 | . | . | . | . | 0 | . | . | . | . | 0 | . | . | . | . | 0 | . | . | . | . | 0 | 1.832 | 0 | 0 | 0 | 1.832 | 197 | 0 | 0 | 0 | 197 | 0 | 0 | 0 | 0 | 0
2023 | OK | 60482 | CKenergy Electric Cooperative | SWPP | AC | 1.224 | 0 | 0 | 0 | 1.224 | 153 | 0 | 0 | 0 | 153 | 0 | 0 | 0 | 0 | 0 | 0 | 0 | 0 | 0 | 0 | 0 | 0 | 0 | 0 | 0 | 0 | 0 | 0 | 0 | 0 | 0 | 0 | 0 | 0 | 0 | 0 | 0 | 0 | 0 | 0 | 0 | 0 | 0 | 0 | 0 | 0 | 0 | 0 | 0 | 0 | 0 | 0 | 0 | 0 | 0 | 0 | 0 | 0 | 0 | 0 | 0 | 0 | 0 | 0 | 0 | 0.016 | 0 | 0 | 0 | 0.016 | 6 | 0 | 0 | 0 | 6 | 0 | 0 | 0 | 0 | 0 | 0 | 0 | 0 | 0 | 0 | 0 | 0 | 0 | 0 | 0 | 0 | 0 | 0 | 0 | 0 | 1.24 | 0 | 0 | 0 | 1.24 | 159 | 0 | 0 | 0 | 159 | 0 | 0 | 0 | 0 | 0
2023 | OK | 99999 | State Adjustment | AECI |  | -0.117 | 0 | 0 | . | -0.117 | . | . | . | . | . | . | . | . | . | . | . | . | . | . | . | . | . | . | . | . | . | . | . | . | . | . | . | . | . | . | . | . | . | . | . | . | . | . | . | . | . | . | . | . | . | . | . | . | . | . | . | . | . | . | . | . | . | . | . | . | . | . | . | . | . | . | . | . | . | . | . | . | . | . | . | . | . | . | . | . | . | . | . | . | . | . | . | . | . | . | -0.117 | 0 | 0 | . | -0.117 | . | . | . | . | . | . | . | . | . | .
2023 | OK | 99999 | State Adjustment | SWPP |  | -0.691 | -0.094 | . | . | -0.785 | . | . | . | . | . | . | . | . | . | . | . | . | . | . | . | . | . | . | . | . | . | . | . | . | . | . | . | . | . | . | . | . | . | . | . | . | . | . | . | . | . | . | . | . | . | . | . | . | . | . | . | . | . | . | . | . | . | . | . | . | . | . | . | . | . | . | . | . | . | . | . | . | . | . | . | . | . | . | . | . | . | . | . | . | . | . | . | . | . | . | -0.691 | -0.094 | . | . | -0.785 | . | . | . | . | . | . | . | . | . | .
2023 | OR | 3240 | Central Electric Coop Inc - (OR) | BPAT | DC | 6.002 | 0.206 | . | . | 6.208 | 741 | 14 | . | . | 755 | 3818.872 | 36.751 | . | . | 3855.623 | . | . | . | . | 0 | . | . | . | . | 0 | 0.075 | 0.001 | . | . | 0.076 | 125 | 2 | . | . | 127 | . | . | . | . | 0 | . | . | . | . | 0 | . | . | . | . | 0 | . | . | . | . | 0 | . | . | . | . | 0 | . | . | . | . | 0 | 0.028 | . | . | . | 0.028 | 3 | . | . | . | 3 | 0.118 | . | . | . | 0.118 | 0.006 | . | . | . | 0.006 | 1 | . | . | . | 1 | 0.038 | . | . | . | 0.038 | 6.111 | 0.207 | 0 | 0 | 6.318 | 870 | 16 | 0 | 0 | 886 | 3819.028 | 36.751 | 0 | 0 | 3855.779
2023 | OR | 3264 | Central Lincoln People's Ut Dt | BPAT | AC | 1.207 | 0.496 | . | . | 1.703 | 165 | 17 | . | . | 182 | 0.139 | 0.007 | . | . | 0.146 | . | . | . | . | 0 | . | . | . | . | 0 | . | . | . | . | 0 | . | . | . | . | 0 | . | . | . | . | 0 | . | . | . | . | 0 | . | . | . | . | 0 | . | . | . | . | 0 | . | . | . | . | 0 | . | . | . | . | 0 | 0.001 | 0.02 | . | . | 0.021 | 1 | 1 | . | . | 2 | . | . | . | . | 0 | . | . | . | . | 0 | . | . | . | . | 0 | . | . | . | . | 0 | 1.208 | 0.516 | 0 | 0 | 1.724 | 166 | 18 | 0 | 0 | 184 | 0.139 | 0.007 | 0 | 0 | 0.146
2023 | OR | 4317 | Coos-Curry Electric Coop, Inc | BPAT | AC | 0.342 | 0.135 | . | . | 0.477 | 51 | 10 | . | . | 61 | . | . | . | . | 0 | . | . | . | . | 0 | . | . | . | . | 0 | . | . | . | . | 0 | . | . | . | . | 0 | . | . | . | . | 0 | . | . | . | . | 0 | . | . | . | . | 0 | . | . | . | . | 0 | . | . | . | . | 0 | . | . | . | . | 0 | . | . | . | . | 0 | . | . | . | . | 0 | . | . | . | . | 0 | 0.006 | . | . | . | 0.006 | 2 | . | . | . | 2 | . | . | . | . | 0 | 0.348 | 0.135 | 0 | 0 | 0.483 | 53 | 10 | 0 | 0 | 63 | 0 | 0 | 0 | 0 | 0
2023 | OR | 4743 | Consumers Power, Inc | BPAT | AC | 3.878 | 0.316 | . | . | 4.194 | 564 | 15 | . | . | 579 | 2540.431 | . | . | . | 2540.431 | . | . | . | . | 0 | . | . | . | . | 0 | . | . | . | . | 0 | . | . | . | . | 0 | 0.555 | . | . | . | 0.555 | 38 | . | . | . | 38 | . | . | . | . | 0 | . | . | . | . | 0 | . | . | . | . | 0 | . | . | . | . | 0 | . | . | . | . | 0 | . | . | . | . | 0 | . | . | . | . | 0 | . | . | . | . | 0 | . | . | . | . | 0 | . | . | . | . | 0 | 3.878 | 0.316 | 0 | 0 | 4.194 | 564 | 15 | 0 | 0 | 579 | 2540.431 | 0 | 0 | 0 | 2540.431
2023 | OR | 6022 | City of Eugene - (OR) | BPAT | AC | 7.282 | 2.035 | . | . | 9.317 | 1100 | 100 | . | . | 1200 | . | . | . | . | 0 | . | . | . | . | 0 | . | . | . | . | 0 | . | . | . | . | 0 | . | . | . | . | 0 | . | . | . | . | 0 | . | . | . | . | 0 | . | . | . | . | 0 | . | . | . | . | 0 | . | . | . | . | 0 | . | . | . | . | 0 | . | . | . | . | 0 | . | . | . | . | 0 | . | . | . | . | 0 | . | . | . | . | 0 | . | . | . | . | 0 | . | . | . | . | 0 | 7.282 | 2.035 | 0 | 0 | 9.317 | 1100 | 100 | 0 | 0 | 1200 | 0 | 0 | 0 | 0 | 0
2023 | OR | 6582 | City of Forest Grove | BPAT | AC | 0.521 | 0.043 | . | . | 0.564 | 78 | 2 | . | . | 80 | . | . | . | . | 0 | . | . | . | . | 0 | . | . | . | . | 0 | . | . | . | . | 0 | . | . | . | . | 0 | . | . | . | . | 0 | . | . | . | . | 0 | . | . | . | . | 0 | . | . | . | . | 0 | . | . | . | . | 0 | . | . | . | . | 0 | . | . | . | . | 0 | . | . | . | . | 0 | . | . | . | . | 0 | . | . | . | . | 0 | . | . | . | . | 0 | . | . | . | . | 0 | 0.521 | 0.043 | 0 | 0 | 0.564 | 78 | 2 | 0 | 0 | 80 | 0 | 0 | 0 | 0 | 0
2023 | OR | 9191 | Idaho Power Co | IPCO | DC | 1.683 | 0.282 | 1.253 | . | 3.218 | 194 | 13 | 20 | . | 227 | . | . | . | . | 0 | . | . | . | . | 0 | . | . | . | . | 0 | . | . | . | . | 0 | . | . | . | . | 0 | . | . | . | . | 0 | . | . | . | . | 0 | . | . | . | . | 0 | . | . | . | . | 0 | . | . | . | . | 0 | . | . | . | . | 0 | . | . | . | . | 0 | . | . | . | . | 0 | . | . | . | . | 0 | . | . | . | . | 0 | . | . | . | . | 0 | . | . | . | . | 0 | 1.683 | 0.282 | 1.253 | 0 | 3.218 | 194 | 13 | 20 | 0 | 227 | 0 | 0 | 0 | 0 | 0
2023 | OR | 10681 | Lane Electric Coop Inc | BPAT | DC | 1.842 | 0.027 | . | . | 1.869 | 212 | 2 | . | . | 214 | . | . | . | . | 0 | . | . | . | . | 0 | . | . | . | . | 0 | 0.027 | . | . | . | 0.027 | 43 | . | . | . | 43 | . | . | . | . | 0 | . | . | . | . | 0 | . | . | . | . | 0 | . | . | . | . | 0 | . | . | . | . | 0 | . | . | . | . | 0 | . | . | . | . | 0 | . | . | . | . | 0 | . | . | . | . | 0 | . | . | . | . | 0 | . | . | . | . | 0 | . | . | . | . | 0 | 1.869 | 0.027 | 0 | 0 | 1.896 | 255 | 2 | 0 | 0 | 257 | 0 | 0 | 0 | 0 | 0
2023 | OR | 12187 | City of McMinnville - (OR) | BPAT | AC | . | . | . | . | 0 | . | . | . | . | 0 | . | . | . | . | 0 | . | . | . | . | 0 | . | . | . | . | 0 | . | . | . | . | 0 | . | . | . | . | 0 | . | . | . | . | 0 | . | . | . | . | 0 | . | . | . | . | 0 | . | . | . | . | 0 | . | . | . | . | 0 | . | . | . | . | 0 | . | . | . | . | 0 | . | . | . | . | 0 | . | . | . | . | 0 | 0.376 | 0.327 | . | . | 0.703 | 42 | 13 | . | . | 55 | 32.682 | 6.118 | . | . | 38.8 | 0.376 | 0.327 | 0 | 0 | 0.703 | 42 | 13 | 0 | 0 | 55 | 32.682 | 6.118 | 0 | 0 | 38.8
2023 | OR | 12439 | Midstate Electric Coop, Inc | BPAT | AC | 0.589 | 0.262 | . | . | 0.851 | 75 | 8 | . | . | 83 | . | . | . | . | 0 | . | . | . | . | 0 | . | . | . | . | 0 | . | . | . | . | 0 | . | . | . | . | 0 | . | . | . | . | 0 | . | . | . | . | 0 | . | . | . | . | 0 | . | . | . | . | 0 | . | . | . | . | 0 | . | . | . | . | 0 | . | . | . | . | 0 | . | . | . | . | 0 | . | . | . | . | 0 | . | . | . | . | 0 | . | . | . | . | 0 | . | . | . | . | 0 | 0.589 | 0.262 | 0 | 0 | 0.851 | 75 | 8 | 0 | 0 | 83 | 0 | 0 | 0 | 0 | 0
2023 | OR | 13788 | Northern Wasco County PUD | BPAT | AC | 0.141 | 0.036 | 0.071 | 0 | 0.248 | 25 | 2 | 4 | 0 | 31 | . | . | . | . | 0 | . | . | . | . | 0 | . | . | . | . | 0 | . | . | . | . | 0 | . | . | . | . | 0 | . | . | . | . | 0 | . | . | . | . | 0 | . | . | . | . | 0 | . | . | . | . | 0 | . | . | . | . | 0 | . | . | . | . | 0 | . | . | . | . | 0 | . | . | . | . | 0 | . | . | . | . | 0 | . | . | . | . | 0 | . | . | . | . | 0 | . | . | . | . | 0 | 0.141 | 0.036 | 0.071 | 0 | 0.248 | 25 | 2 | 4 | 0 | 31 | 0 | 0 | 0 | 0 | 0
2023 | OR | 14109 | Oregon Trail El Cons Coop, Inc | BPAT | DC | 0.63 | 1.067 | . | . | 1.697 | 113 | 73 | . | . | 186 | . | . | . | . | 0 | . | . | . | . | 0 | . | . | . | . | 0 | . | . | . | . | 0 | . | . | . | . | 0 | . | . | . | . | 0 | . | . | . | . | 0 | . | . | . | . | 0 | . | . | . | . | 0 | . | . | . | . | 0 | . | . | . | . | 0 | 0.02 | . | . | . | 0.02 | 2 | . | . | . | 2 | . | . | . | . | 0 | . | . | . | . | 0 | . | . | . | . | 0 | . | . | . | . | 0 | 0.65 | 1.067 | 0 | 0 | 1.717 | 115 | 73 | 0 | 0 | 188 | 0 | 0 | 0 | 0 | 0
2023 | OR | 14354 | PacifiCorp | PACW | DC | 130.323 | 52.749 | 5 | 0 | 188.072 | 16991 | 1127 | 178 | 0 | 18296 | . | . | . | . | 0 | . | . | . | . | 0 | . | . | . | . | 0 | . | . | . | . | 0 | . | . | . | . | 0 | 5.369 | 0.252 | 0 | 0 | 5.621 | 514 | 10 | 0 | 0 | 524 | 17.525 | 0.432 | 0 | 0 | 17.957 | 0.039 | 0 | 0 | 0 | 0.039 | 4 | 0 | 0 | 0 | 4 | 0.096 | 0 | 0 | 0 | 0.096 | 0.078 | 0.087 | 0 | 0 | 0.165 | 18 | 9 | 0 | 0 | 27 | . | . | . | . | 0 | 0.142 | 2.761 | 0 | 0 | 2.903 | 9 | 16 | 0 | 0 | 25 | . | . | . | . | 0 | 130.543 | 55.597 | 5 | 0 | 191.14 | 17018 | 1152 | 178 | 0 | 18348 | 0 | 0 | 0 | 0 | 0
2023 | OR | 15248 | Portland General Electric Co | PGE | DC | 174.666 | 43.925 | 10.685 | . | 229.276 | 23988 | 931 | 65 | . | 24984 | . | . | . | . | 0 | . | . | . | . | 0 | . | . | . | . | 0 | . | . | . | . | 0 | . | . | . | . | 0 | . | . | . | . | 0 | . | . | . | . | 0 | . | . | . | . | 0 | . | . | . | . | 0 | . | . | . | . | 0 | . | . | . | . | 0 | 0.289 | 0.382 | . | . | 0.671 | 31 | 11 | . | . | 42 | . | . | . | . | 0 | 0.013 | 1.359 | 4.439 | . | 5.811 | 2 | 7 | 5 | . | 14 | . | . | . | . | 0 | 174.968 | 45.666 | 15.124 | 0 | 235.758 | 24021 | 949 | 70 | 0 | 25040 | 0 | 0 | 0 | 0 | 0
2023 | OR | 16555 | Salem Electric - (OR) | BPAT | DC | 0.894 | 0.131 | . | . | 1.025 | 129 | 7 | . | . | 136 | . | . | . | . | 0 | . | . | . | . | 0 | . | . | . | . | 0 | . | . | . | . | 0 | . | . | . | . | 0 | . | . | . | . | 0 | . | . | . | . | 0 | . | . | . | . | 0 | . | . | . | . | 0 | . | . | . | . | 0 | . | . | . | . | 0 | . | . | . | . | 0 | . | . | . | . | 0 | . | . | . | . | 0 | . | . | . | . | 0 | . | . | . | . | 0 | . | . | . | . | 0 | 0.894 | 0.131 | 0 | 0 | 1.025 | 129 | 7 | 0 | 0 | 136 | 0 | 0 | 0 | 0 | 0
2023 | OR | 17839 | City of Springfield - (OR) | BPAT | AC | 0.654 | 0.282 | 0.068 | . | 1.004 | 96 | 9 | 1 | . | 106 | . | . | . | . | 0 | . | . | . | . | 0 | . | . | . | . | 0 | . | . | . | . | 0 | . | . | . | . | 0 | . | . | . | . | 0 | . | . | . | . | 0 | . | . | . | . | 0 | . | . | . | . | 0 | . | . | . | . | 0 | . | . | . | . | 0 | . | . | . | . | 0 | . | . | . | . | 0 | . | . | . | . | 0 | . | . | . | . | 0 | . | . | . | . | 0 | . | . | . | . | 0 | 0.654 | 0.282 | 0.068 | 0 | 1.004 | 96 | 9 | 1 | 0 | 106 | 0 | 0 | 0 | 0 | 0
2023 | OR | 18260 | Surprise Valley Electrification | PACW | AC | 0.073 | 0.015 | . | . | 0.088 | 6 | 1 | . | . | 7 | . | . | . | . | 0 | . | . | . | . | 0 | . | . | . | . | 0 | . | . | . | . | 0 | . | . | . | . | 0 | . | . | . | . | 0 | . | . | . | . | 0 | . | . | . | . | 0 | . | . | . | . | 0 | . | . | . | . | 0 | . | . | . | . | 0 | . | . | . | . | 0 | . | . | . | . | 0 | . | . | . | . | 0 | . | . | . | . | 0 | . | . | . | . | 0 | . | . | . | . | 0 | 0.073 | 0.015 | 0 | 0 | 0.088 | 6 | 1 | 0 | 0 | 7 | 0 | 0 | 0 | 0 | 0
2023 | OR | 18917 | Tillamook Peoples Utility Dist | BPAT | AC | 0.365 | 0.089 | . | . | 0.454 | 56 | 6 | . | . | 62 | . | . | . | . | 0 | . | . | . | . | 0 | . | . | . | . | 0 | . | . | . | . | 0 | . | . | . | . | 0 | . | . | . | . | 0 | . | . | . | . | 0 | . | . | . | . | 0 | . | . | . | . | 0 | . | . | . | . | 0 | . | . | . | . | 0 | . | . | . | . | 0 | . | . | . | . | 0 | . | . | . | . | 0 | . | . | . | . | 0 | . | . | . | . | 0 | . | . | . | . | 0 | 0.365 | 0.089 | 0 | 0 | 0.454 | 56 | 6 | 0 | 0 | 62 | 0 | 0 | 0 | 0 | 0
2023 | OR | 19325 | Umatilla Electric Coop Assn | BPAT | AC | 0.713 | 0.046 | 0.025 | 0 | 0.784 | 81 | 5 | 1 | 0 | 87 | . | . | . | . | 0 | . | . | . | . | 0 | . | . | . | . | 0 | . | . | . | . | 0 | . | . | . | . | 0 | . | . | . | . | 0 | . | . | . | . | 0 | . | . | . | . | 0 | . | . | . | . | 0 | . | . | . | . | 0 | . | . | . | . | 0 | . | . | . | . | 0 | . | . | . | . | 0 | . | . | . | . | 0 | . | . | . | . | 0 | . | . | . | . | 0 | . | . | . | . | 0 | 0.713 | 0.046 | 0.025 | 0 | 0.784 | 81 | 5 | 1 | 0 | 87 | 0 | 0 | 0 | 0 | 0
2023 | OR | 28541 | Clatskanie Peoples Util Dist | BPAT | AC | 0.118 | . | . | . | 0.118 | 15 | . | . | . | 15 | . | . | . | . | 0 | . | . | . | . | 0 | . | . | . | . | 0 | . | . | . | . | 0 | . | . | . | . | 0 | . | . | . | . | 0 | . | . | . | . | 0 | . | . | . | . | 0 | . | . | . | . | 0 | . | . | . | . | 0 | . | . | . | . | 0 | . | . | . | . | 0 | . | . | . | . | 0 | . | . | . | . | 0 | 0.003 | . | . | . | 0.003 | 1 | . | . | . | 1 | . | . | . | . | 0 | 0.121 | 0 | 0 | 0 | 0.121 | 16 | 0 | 0 | 0 | 16 | 0 | 0 | 0 | 0 | 0
2023 | OR | 40437 | Emerald People's Utility Dist | PACW | DC | 1.558 | 0.253 | . | . | 1.811 | 223 | 23 | . | . | 246 | . | . | . | . | 0 | . | . | . | . | 0 | . | . | . | . | 0 | 0.17 | . | . | . | 0.17 | 111 | . | . | . | 111 | . | . | . | . | 0 | . | . | . | . | 0 | . | . | . | . | 0 | . | . | . | . | 0 | . | . | . | . | 0 | . | . | . | . | 0 | . | . | . | . | 0 | . | . | . | . | 0 | . | . | . | . | 0 | . | . | . | . | 0 | . | . | . | . | 0 | . | . | . | . | 0 | 1.728 | 0.253 | 0 | 0 | 1.981 | 334 | 23 | 0 | 0 | 357 | 0 | 0 | 0 | 0 | 0
2023 | OR | 40438 | Columbia River Peoples Ut Dist | BPAT | DC | 0.711 | 0.43 | . | . | 1.141 | 97 | 8 | . | . | 105 | 380.985 | 64.12 | . | . | 445.105 | . | . | . | . | 0 | . | . | . | . | 0 | . | . | . | . | 0 | . | . | . | . | 0 | . | . | . | . | 0 | . | . | . | . | 0 | . | . | . | . | 0 | . | . | . | . | 0 | . | . | . | . | 0 | . | . | . | . | 0 | . | . | . | . | 0 | . | . | . | . | 0 | . | . | . | . | 0 | . | . | . | . | 0 | . | . | . | . | 0 | . | . | . | . | 0 | 0.711 | 0.43 | 0 | 0 | 1.141 | 97 | 8 | 0 | 0 | 105 | 380.985 | 64.12 | 0 | 0 | 445.105
2023 | OR | 99999 | State Adjustment | BPAT |  | -0.89 | -0.056 | . | . | -0.945 | . | . | . | . | . | . | . | . | . | . | . | . | . | . | . | . | . | . | . | . | . | . | . | . | . | . | . | . | . | . | . | . | . | . | . | . | . | . | . | . | . | . | . | . | . | . | . | . | . | . | . | . | . | . | . | . | . | . | . | . | . | . | . | . | . | . | . | . | . | . | . | . | . | . | . | . | . | . | . | . | . | . | . | . | . | . | . | . | . | . | -0.89 | -0.056 | . | . | -0.945 | . | . | . | . | . | . | . | . | . | .
2023 | OR | 99999 | State Adjustment | IPCO |  | -0.294 | -0.049 | -0.219 | . | -0.561 | . | . | . | . | . | . | . | . | . | . | . | . | . | . | . | . | . | . | . | . | . | . | . | . | . | . | . | . | . | . | . | . | . | . | . | . | . | . | . | . | . | . | . | . | . | . | . | . | . | . | . | . | . | . | . | . | . | . | . | . | . | . | . | . | . | . | . | . | . | . | . | . | . | . | . | . | . | . | . | . | . | . | . | . | . | . | . | . | . | . | -0.294 | -0.049 | -0.219 | . | -0.561 | . | . | . | . | . | . | . | . | . | .
2023 | OR | 99999 | State Adjustment | PACW |  | -23 | -9.244 | -0.872 | . | -33.116 | . | . | . | . | . | . | . | . | . | . | . | . | . | . | . | . | . | . | . | . | . | . | . | . | . | . | . | . | . | . | . | . | . | . | . | . | . | . | . | . | . | . | . | . | . | . | . | . | . | . | . | . | . | . | . | . | . | . | . | . | . | . | . | . | . | . | . | . | . | . | . | . | . | . | . | . | . | . | . | . | . | . | . | . | . | . | . | . | . | . | -23 | -9.244 | -0.872 | . | -33.116 | . | . | . | . | . | . | . | . | . | .
2023 | OR | 99999 | State Adjustment | PGE |  | -30.43 | -7.623 | -1.863 | . | -39.916 | . | . | . | . | . | . | . | . | . | . | . | . | . | . | . | . | . | . | . | . | . | . | . | . | . | . | . | . | . | . | . | . | . | . | . | . | . | . | . | . | . | . | . | . | . | . | . | . | . | . | . | . | . | . | . | . | . | . | . | . | . | . | . | . | . | . | . | . | . | . | . | . | . | . | . | . | . | . | . | . | . | . | . | . | . | . | . | . | . | . | -30.43 | -7.623 | -1.863 | . | -39.916 | . | . | . | . | . | . | . | . | . | .
2023 | PA | 3329 | Borough of Chambersburg | PJM | AC | 0.128 | 0.04 | . | . | 0.168 | 17 | 3 | . | . | 20 | . | . | . | . | 0 | . | . | . | . | 0 | . | . | . | . | 0 | . | . | . | . | 0 | . | . | . | . | 0 | . | . | . | . | 0 | . | . | . | . | 0 | . | . | . | . | 0 | . | . | . | . | 0 | . | . | . | . | 0 | . | . | . | . | 0 | . | . | . | . | 0 | . | . | . | . | 0 | . | . | . | . | 0 | . | . | . | . | 0 | . | . | . | . | 0 | . | . | . | . | 0 | 0.128 | 0.04 | 0 | 0 | 0.168 | 17 | 3 | 0 | 0 | 20 | 0 | 0 | 0 | 0 | 0
2023 | PA | 3597 | Citizens Electric Co - (PA) | PJM | AC | 0.797 | 2.53 | 0.841 | . | 4.168 | 61 | 11 | 3 | . | 75 | . | . | . | . | 0 | . | . | . | . | 0 | . | . | . | . | 0 | . | . | . | . | 0 | . | . | . | . | 0 | . | . | . | . | 0 | . | . | . | . | 0 | . | . | . | . | 0 | . | . | . | . | 0 | . | . | . | . | 0 | . | . | . | . | 0 | . | . | . | . | 0 | . | . | . | . | 0 | . | . | . | . | 0 | . | . | . | . | 0 | . | . | . | . | 0 | . | . | . | . | 0 | 0.797 | 2.53 | 0.841 | 0 | 4.168 | 61 | 11 | 3 | 0 | 75 | 0 | 0 | 0 | 0 | 0
2023 | PA | 5487 | Duquesne Light Co | PJM | AC | 51.9 | 21.18 | 1.292 | . | 74.372 | 7454 | 149 | 4 | . | 7607 | . | . | . | . | 0 | . | 4.813 | . | . | 4.813 | . | 2 | . | . | 2 | 0.169 | 0.766 | . | . | 0.935 | 11 | 14 | . | . | 25 | . | . | . | . | 0 | . | . | . | . | 0 | . | . | . | . | 0 | . | . | . | . | 0 | . | . | . | . | 0 | . | . | . | . | 0 | 0.067 | 0.02 | . | . | 0.087 | 13 | 4 | . | . | 17 | . | . | . | . | 0 | 0.004 | 0.49 | . | . | 0.494 | 1 | 5 | . | . | 6 | . | . | . | . | 0 | 52.14 | 27.269 | 1.292 | 0 | 80.701 | 7479 | 174 | 4 | 0 | 7657 | 0 | 0 | 0 | 0 | 0
2023 | PA | 12390 | Metropolitan Edison Co | PJM | AC | 101.383 | 28.015 | 13.157 | 0 | 142.555 | 11217 | 375 | 22 | 0 | 11614 | 0 | 0 | 0 | 0 | 0 | 0 | 0 | 0 | 0 | 0 | 0 | 0 | 0 | 0 | 0 | 0.341 | 0.11 | 0 | 0 | 0.451 | 27 | 2 | 0 | 0 | 29 | 4.863 | 0 | 0 | 0 | 4.863 | 407 | 0 | 0 | 0 | 407 | 0 | 0 | 0 | 0 | 0 | 0.03 | 0 | 0 | 0 | 0.03 | 2 | 0 | 0 | 0 | 2 | 0 | 0 | 0 | 0 | 0 | 0.118 | 0.102 | 0 | 0 | 0.22 | 24 | 2 | 0 | 0 | 26 | 0 | 0 | 0 | 0 | 0 | 0.023 | 1.063 | 8.6 | 0 | 9.686 | 5 | 5 | 5 | 0 | 15 | 0 | 0 | 0 | 0 | 0 | 101.865 | 29.29 | 21.757 | 0 | 152.912 | 11273 | 384 | 27 | 0 | 11684 | 0 | 0 | 0 | 0 | 0
2023 | PA | 14711 | Pennsylvania Electric Co | PJM | AC | 21.688 | 5.546 | 4.341 | 0 | 31.575 | 2445 | 139 | 11 | 0 | 2595 | 0 | 0 | 0 | 0 | 0 | 0 | 0 | 3 | 0 | 3 | 0 | 0 | 1 | 0 | 1 | 0.657 | 0.599 | 0 | 0 | 1.256 | 54 | 24 | 0 | 0 | 78 | 1.842 | 0.024 | 0 | 0 | 1.866 | 313 | 4 | 0 | 0 | 317 | 0 | 0 | 0 | 0 | 0 | 0 | 0 | 0 | 0 | 0 | 0 | 0 | 0 | 0 | 0 | 0 | 0 | 0 | 0 | 0 | 0.169 | 0.063 | 0 | 0 | 0.232 | 37 | 12 | 0 | 0 | 49 | 0 | 0 | 0 | 0 | 0 | 0 | 1.334 | 7.37 | 0 | 8.704 | 0 | 8 | 4 | 0 | 12 | 0 | 0 | 0 | 0 | 0 | 22.514 | 7.542 | 14.711 | 0 | 44.767 | 2536 | 183 | 16 | 0 | 2735 | 0 | 0 | 0 | 0 | 0
2023 | PA | 14715 | PPL Electric Utilities Corp | PJM | AC | 215.444 | 117.091 | 16.548 | . | 349.083 | 23454 | 983 | 59 | . | 24496 | . | . | . | . | 0 | 0 | 6.655 | . | . | 6.655 | 0 | 5 | . | . | 5 | 1.047 | 7.17 | . | . | 8.217 | 45 | 127 | . | . | 172 | . | . | . | . | 0 | . | . | . | . | 0 | . | . | . | . | 0 | . | . | . | . | 0 | . | . | . | . | 0 | . | . | . | . | 0 | 0.313 | 0.129 | . | . | 0.442 | 97 | 20 | . | . | 117 | . | . | . | . | 0 | 0.143 | 32.445 | 2.429 | . | 35.017 | 8 | 36 | 2 | . | 46 | . | . | . | . | 0 | 216.947 | 163.49 | 18.977 | 0 | 399.414 | 23604 | 1171 | 61 | 0 | 24836 | 0 | 0 | 0 | 0 | 0
2023 | PA | 14716 | Pennsylvania Power Co | PJM | AC | 8.926 | 1.163 | 0.558 | 0 | 10.647 | 884 | 22 | 2 | 0 | 908 | 0 | 0 | 0 | 0 | 0 | 0 | 0 | 0 | 0 | 0 | 0 | 0 | 0 | 0 | 0 | 0.089 | 0.157 | 0 | 0 | 0.246 | 6 | 6 | 0 | 0 | 12 | 0.9 | 0 | 0 | 0 | 0.9 | 122 | 0 | 0 | 0 | 122 | 0 | 0 | 0 | 0 | 0 | 0 | 0 | 0 | 0 | 0 | 0 | 0 | 0 | 0 | 0 | 0 | 0 | 0 | 0 | 0 | 0.008 | 0.082 | 0 | 0 | 0.09 | 3 | 5 | 0 | 0 | 8 | 0 | 0 | 0 | 0 | 0 | 0 | 3.25 | 0 | 0 | 3.25 | 0 | 4 | 0 | 0 | 4 | 0 | 0 | 0 | 0 | 0 | 9.023 | 4.652 | 0.558 | 0 | 14.233 | 893 | 37 | 2 | 0 | 932 | 0 | 0 | 0 | 0 | 0
2023 | PA | 14940 | PECO Energy Co | PJM | DC | 129.408 | 25.5 | 25.215 | . | 180.123 | 18665 | 376 | 44 | . | 19085 | . | . | . | . | 0 | . | 1.94 | . | . | 1.94 | . | 44 | . | . | 44 | 1.05 | . | . | . | 1.05 | 62 | . | . | . | 62 | . | . | . | . | 0 | . | . | . | . | 0 | . | . | . | . | 0 | . | . | . | . | 0 | . | . | . | . | 0 | . | . | . | . | 0 | . | . | . | . | 0 | . | . | . | . | 0 | . | . | . | . | 0 | . | . | . | . | 0 | . | . | . | . | 0 | . | . | . | . | 0 | 130.458 | 27.44 | 25.215 | 0 | 183.113 | 18727 | 420 | 44 | 0 | 19191 | 0 | 0 | 0 | 0 | 0
2023 | PA | 15045 | Pike County Light & Power Co | NYIS | AC | 0.318 | 0.02 | 0 | 0 | 0.338 | 30 | 1 | 0 | 0 | 31 | . | . | . | . | 0 | . | . | . | . | 0 | . | . | . | . | 0 | . | . | . | . | 0 | . | . | . | . | 0 | . | . | . | . | 0 | . | . | . | . | 0 | . | . | . | . | 0 | . | . | . | . | 0 | . | . | . | . | 0 | . | . | . | . | 0 | . | . | . | . | 0 | . | . | . | . | 0 | . | . | . | . | 0 | . | . | . | . | 0 | . | . | . | . | 0 | . | . | . | . | 0 | 0.318 | 0.02 | 0 | 0 | 0.338 | 30 | 1 | 0 | 0 | 31 | 0 | 0 | 0 | 0 | 0
2023 | PA | 19390 | UGI Utilities, Inc | PJM | AC | 1.756 | 0.225 | 0.12 | 0 | 2.101 | 198 | 10 | 2 | 0 | 210 | 0 | 0 | 0 | 0 | 0 | 0 | 0 | 0 | 0 | 0 | 0 | 0 | 0 | 0 | 0 | 0.159 | 0.26 | 0 | 0 | 0.419 | 12 | 3 | 0 | 0 | 15 | 0 | 0 | 0 | 0 | 0 | 0 | 0 | 0 | 0 | 0 | 0 | 0 | 0 | 0 | 0 | 0 | 0 | 0 | 0 | 0 | 0 | 0 | 0 | 0 | 0 | 0 | 0 | 0 | 0 | 0 | 0.017 | 0 | 0 | 0 | 0.017 | 5 | 0 | 0 | 0 | 5 | 0 | 0 | 0 | 0 | 0 | 0.02 | 0 | 0 | 0 | 0.02 | 1 | 0 | 0 | 0 | 1 | 0 | 0 | 0 | 0 | 0 | 1.952 | 0.485 | 0.12 | 0 | 2.557 | 216 | 13 | 2 | 0 | 231 | 0 | 0 | 0 | 0 | 0
2023 | PA | 20334 | Wellsborough Electric Co | PJM | AC | 0.085 | 0.1 | 1.125 | 0 | 1.31 | 11 | 4 | 1 | 0 | 16 | 0 | 0 | 0 | 0 | 0 | 0 | 0 | 0 | 0 | 0 | 0 | 0 | 0 | 0 | 0 | 0 | 0 | 0 | 0 | 0 | 0 | 0 | 0 | 0 | 0 | 0 | 0 | 0 | 0 | 0 | 0 | 0 | 0 | 0 | 0 | 0 | 0 | 0 | 0 | 0 | 0 | 0 | 0 | 0 | 0 | 0 | 0 | 0 | 0 | 0 | 0 | 0 | 0 | 0 | 0 | 0.017 | 0.002 | 0 | 0 | 0.019 | 3 | 1 | 0 | 0 | 4 | 0 | 0 | 0 | 0 | 0 | 0 | 0 | 0 | 0 | 0 | 0 | 0 | 0 | 0 | 0 | 0 | 0 | 0 | 0 | 0 | 0.102 | 0.102 | 1.125 | 0 | 1.329 | 14 | 5 | 1 | 0 | 20 | 0 | 0 | 0 | 0 | 0
2023 | PA | 20387 | West Penn Power Company | PJM | AC | 28.852 | 12.928 | 3.389 | 0 | 45.169 | 3091 | 112 | 15 | 0 | 3218 | 0 | 0 | 0 | 0 | 0 | 0 | 4.26 | 0 | 0 | 4.26 | 0 | 2 | 0 | 0 | 2 | 1.004 | 2.422 | 0.709 | 0 | 4.135 | 47 | 31 | 3 | 0 | 81 | 2.098 | 0.02 | 0 | 0 | 2.118 | 331 | 3 | 0 | 0 | 334 | 0 | 0 | 0 | 0 | 0 | 0.005 | 0 | 0 | 0 | 0.005 | 1 | 0 | 0 | 0 | 1 | 0 | 0 | 0 | 0 | 0 | 0.083 | 0.017 | 0.003 | 0 | 0.103 | 30 | 8 | 1 | 0 | 39 | 0 | 0 | 0 | 0 | 0 | 0.006 | 2.355 | 1.503 | 0 | 3.864 | 2 | 2 | 2 | 0 | 6 | 0 | 0 | 0 | 0 | 0 | 29.945 | 21.982 | 5.604 | 0 | 57.531 | 3170 | 155 | 21 | 0 | 3346 | 0 | 0 | 0 | 0 | 0
2023 | PA | 40167 | Somerset Rural Elec Coop, Inc | PJM | AC | 0.265 | 0.236 | . | . | 0.501 | 25 | 5 | . | . | 30 | . | . | . | . | 0 | . | . | . | . | 0 | . | . | . | . | 0 | . | . | . | . | 0 | . | . | . | . | 0 | . | . | . | . | 0 | . | . | . | . | 0 | . | . | . | . | 0 | . | . | . | . | 0 | . | . | . | . | 0 | . | . | . | . | 0 | 0.002 | . | . | . | 0.002 | 1 | . | . | . | 1 | . | . | . | . | 0 | . | 0.47 | . | . | 0.47 | . | 2 | . | . | 2 | . | . | . | . | 0 | 0.267 | 0.706 | 0 | 0 | 0.973 | 26 | 7 | 0 | 0 | 33 | 0 | 0 | 0 | 0 | 0
2023 | PA | 40220 | Adams Electric Cooperative Inc | PJM | AC | 2.982 | 2.148 | . | . | 5.13 | 309 | 8 | . | . | 317 | . | . | . | . | 0 | . | . | . | . | 0 | . | . | . | . | 0 | . | . | . | . | 0 | . | . | . | . | 0 | . | . | . | . | 0 | . | . | . | . | 0 | . | . | . | . | 0 | . | . | . | . | 0 | . | . | . | . | 0 | . | . | . | . | 0 | 0.006 | 0.1 | . | . | 0.106 | 3 | 1 | . | . | 4 | . | . | . | . | 0 | . | . | . | . | 0 | . | . | . | . | 0 | . | . | . | . | 0 | 2.988 | 2.248 | 0 | 0 | 5.236 | 312 | 9 | 0 | 0 | 321 | 0 | 0 | 0 | 0 | 0
2023 | PA | 40221 | Bedford Rural Elec Coop, Inc | PJM | AC | 0.318 | 0.039 | . | . | 0.357 | 24 | 3 | . | . | 27 | . | . | . | . | 0 | . | . | . | . | 0 | . | . | . | . | 0 | . | . | . | . | 0 | . | . | . | . | 0 | . | . | . | . | 0 | . | . | . | . | 0 | . | . | . | . | 0 | . | . | . | . | 0 | . | . | . | . | 0 | . | . | . | . | 0 | 0.004 | . | . | . | 0.004 | 2 | . | . | . | 2 | . | . | . | . | 0 | . | . | . | . | 0 | . | . | . | . | 0 | . | . | . | . | 0 | 0.322 | 0.039 | 0 | 0 | 0.361 | 26 | 3 | 0 | 0 | 29 | 0 | 0 | 0 | 0 | 0
2023 | PA | 40222 | Valley Rural Electric Coop Inc | PJM | AC | 0.743 | 0.129 | . | . | 0.872 | 69 | 9 | . | . | 78 | . | . | . | . | 0 | . | . | . | . | 0 | . | . | . | . | 0 | . | . | . | . | 0 | . | . | . | . | 0 | . | . | . | . | 0 | . | . | . | . | 0 | . | . | . | . | 0 | . | . | . | . | 0 | . | . | . | . | 0 | . | . | . | . | 0 | 0.028 | . | . | . | 0.028 | 7 | . | . | . | 7 | . | . | . | . | 0 | . | 0.15 | . | . | 0.15 | . | 1 | . | . | 1 | . | . | . | . | 0 | 0.771 | 0.279 | 0 | 0 | 1.05 | 76 | 10 | 0 | 0 | 86 | 0 | 0 | 0 | 0 | 0
2023 | PA | 40224 | Central Electric Coop, Inc - (PA) | PJM | AC | 0.82 | 0.17 | . | . | 0.99 | 95 | 4 | . | . | 99 | . | . | . | . | 0 | . | . | . | . | 0 | . | . | . | . | 0 | . | . | . | . | 0 | . | . | . | . | 0 | . | . | . | . | 0 | . | . | . | . | 0 | . | . | . | . | 0 | . | . | . | . | 0 | . | . | . | . | 0 | . | . | . | . | 0 | 0.002 | . | . | . | 0.002 | 1 | . | . | . | 1 | . | . | . | . | 0 | . | . | . | . | 0 | . | . | . | . | 0 | . | . | . | . | 0 | 0.822 | 0.17 | 0 | 0 | 0.992 | 96 | 4 | 0 | 0 | 100 | 0 | 0 | 0 | 0 | 0
2023 | PA | 40289 | Claverack Rural Elec Coop Inc | PJM | AC | 1.115 | 0.206 | . | . | 1.321 | 118 | 5 | . | . | 123 | . | . | . | . | 0 | . | . | . | . | 0 | . | . | . | . | 0 | . | . | . | . | 0 | . | . | . | . | 0 | . | . | . | . | 0 | . | . | . | . | 0 | . | . | . | . | 0 | . | . | . | . | 0 | . | . | . | . | 0 | . | . | . | . | 0 | 0.03 | . | . | . | 0.03 | 14 | . | . | . | 14 | . | . | . | . | 0 | . | . | . | . | 0 | . | . | . | . | 0 | . | . | . | . | 0 | 1.145 | 0.206 | 0 | 0 | 1.351 | 132 | 5 | 0 | 0 | 137 | 0 | 0 | 0 | 0 | 0
2023 | PA | 40290 | Tri-County Rural Elec Coop Inc (PA) | PJM | AC | 0.663 | 0.594 | . | . | 1.257 | 62 | 6 | . | . | 68 | . | . | . | . | 0 | . | . | . | . | 0 | . | . | . | . | 0 | . | . | . | . | 0 | . | . | . | . | 0 | . | . | . | . | 0 | . | . | . | . | 0 | . | . | . | . | 0 | . | . | . | . | 0 | . | . | . | . | 0 | . | . | . | . | 0 | 0.022 | 0.002 | . | . | 0.024 | 3 | 1 | . | . | 4 | . | . | . | . | 0 | . | 0.15 | . | . | 0.15 | . | 1 | . | . | 1 | . | . | . | . | 0 | 0.685 | 0.746 | 0 | 0 | 1.431 | 65 | 8 | 0 | 0 | 73 | 0 | 0 | 0 | 0 | 0
2023 | PA | 40292 | REA Energy Coop Inc | PJM | AC | 0.622 | 0.002 | . | . | 0.624 | 63 | 1 | . | . | 64 | . | . | . | . | 0 | . | . | . | . | 0 | . | . | . | . | 0 | . | . | . | . | 0 | . | . | . | . | 0 | . | . | . | . | 0 | . | . | . | . | 0 | . | . | . | . | 0 | . | . | . | . | 0 | . | . | . | . | 0 | . | . | . | . | 0 | 0.015 | 0.01 | . | . | 0.025 | 2 | 1 | . | . | 3 | . | . | . | . | 0 | . | 0.08 | . | . | 0.08 | . | 1 | . | . | 1 | . | . | . | . | 0 | 0.637 | 0.092 | 0 | 0 | 0.729 | 65 | 3 | 0 | 0 | 68 | 0 | 0 | 0 | 0 | 0
2023 | PA | 40293 | Northwestern Rural E C A, Inc - (PA) | PJM | AC | 0.682 | . | . | . | 0.682 | 74 | . | . | . | 74 | . | . | . | . | 0 | . | . | . | . | 0 | . | . | . | . | 0 | . | . | . | . | 0 | . | . | . | . | 0 | . | . | . | . | 0 | . | . | . | . | 0 | . | . | . | . | 0 | . | . | . | . | 0 | . | . | . | . | 0 | . | . | . | . | 0 | 0.005 | . | . | . | 0.005 | 2 | . | . | . | 2 | . | . | . | . | 0 | . | 0.45 | . | . | 0.45 | . | 1 | . | . | 1 | . | . | . | . | 0 | 0.687 | 0.45 | 0 | 0 | 1.137 | 76 | 1 | 0 | 0 | 77 | 0 | 0 | 0 | 0 | 0
2023 | PA | 99999 | State Adjustment | PJM |  | -22.081 | -3.85 | -4.289 | . | -30.22 | . | . | . | . | . | . | . | . | . | . | . | . | . | . | . | . | . | . | . | . | . | . | . | . | . | . | . | . | . | . | . | . | . | . | . | . | . | . | . | . | . | . | . | . | . | . | . | . | . | . | . | . | . | . | . | . | . | . | . | . | . | . | . | . | . | . | . | . | . | . | . | . | . | . | . | . | . | . | . | . | . | . | . | . | . | . | . | . | . | . | -22.081 | -3.85 | -4.289 | . | -30.22 | . | . | . | . | . | . | . | . | . | .
2023 | RI | 1857 | Block Island Utility District | ISNE | AC | 0.441 | 0.03 | 0 | 0 | 0.471 | 54 | 5 | 0 | 0 | 59 | . | . | . | . | 0 | . | . | . | . | 0 | . | . | . | . | 0 | . | . | . | . | 0 | . | . | . | . | 0 | . | . | . | . | 0 | . | . | . | . | 0 | . | . | . | . | 0 | . | . | . | . | 0 | . | . | . | . | 0 | . | . | . | . | 0 | 0 | 0 | 0 | 0 | 0 | 0 | 0 | 0 | 0 | 0 | . | . | . | . | 0 | . | . | . | . | 0 | . | . | . | . | 0 | . | . | . | . | 0 | 0.441 | 0.03 | 0 | 0 | 0.471 | 54 | 5 | 0 | 0 | 59 | 0 | 0 | 0 | 0 | 0
2023 | RI | 13214 | The Narragansett Electric Co | ISNE | AC | 97.484 | 309.805 | 5.604 | . | 412.893 | 13963 | 503 | 30 | . | 14496 | . | . | . | . | 0 | . | 9.504 | . | . | 9.504 | . | 4 | . | . | 4 | 0.01 | . | . | . | 0.01 | 1 | . | . | . | 1 | 0.071 | . | . | . | 0.071 | 10 | . | . | . | 10 | 0.087 | . | . | . | 0.087 | . | . | . | . | 0 | . | . | . | . | 0 | . | . | . | . | 0 | 0.093 | 26.875 | . | . | 26.968 | 20 | 24 | . | . | 44 | . | . | . | . | 0 | . | 2.93 | . | . | 2.93 | . | 4 | . | . | 4 | . | . | . | . | 0 | 97.587 | 349.114 | 5.604 | 0 | 452.305 | 13984 | 535 | 30 | 0 | 14549 | 0 | 0 | 0 | 0 | 0
2023 | RI | 14537 | Pascoag Utility District | ISNE | AC | 0.032 | . | . | . | 0.032 | 7 | . | . | . | 7 | 33.94 | . | . | . | 33.94 | . | . | . | . | 0 | . | . | . | . | 0 | . | . | . | . | 0 | . | . | . | . | 0 | . | . | . | . | 0 | . | . | . | . | 0 | . | . | . | . | 0 | . | . | . | . | 0 | . | . | . | . | 0 | . | . | . | . | 0 | . | . | . | . | 0 | . | . | . | . | 0 | . | . | . | . | 0 | . | . | . | . | 0 | . | . | . | . | 0 | . | . | . | . | 0 | 0.032 | 0 | 0 | 0 | 0.032 | 7 | 0 | 0 | 0 | 7 | 33.94 | 0 | 0 | 0 | 33.94
2023 | SC | 162 | Aiken Electric Coop Inc | SC | AC | 3.08 | 0.82 | . | . | 3.9 | 343 | 6 | . | . | 349 | 1645.987 | 255.12 | . | . | 1901.107 | . | . | . | . | 0 | . | . | . | . | 0 | . | . | . | . | 0 | . | . | . | . | 0 | . | . | . | . | 0 | . | . | . | . | 0 | . | . | . | . | 0 | . | . | . | . | 0 | . | . | . | . | 0 | . | . | . | . | 0 | . | . | . | . | 0 | . | . | . | . | 0 | . | . | . | . | 0 | . | . | . | . | 0 | . | . | . | . | 0 | . | . | . | . | 0 | 3.08 | 0.82 | 0 | 0 | 3.9 | 343 | 6 | 0 | 0 | 349 | 1645.987 | 255.12 | 0 | 0 | 1901.107
2023 | SC | 1613 | Berkeley Electric Coop Inc | SC | AC | 11.008 | 0.141 | . | . | 11.149 | 1725 | 5 | . | . | 1730 | . | . | . | . | 0 | . | . | . | . | 0 | . | . | . | . | 0 | . | . | . | . | 0 | . | . | . | . | 0 | . | . | . | . | 0 | . | . | . | . | 0 | . | . | . | . | 0 | . | . | . | . | 0 | . | . | . | . | 0 | . | . | . | . | 0 | . | . | . | . | 0 | . | . | . | . | 0 | . | . | . | . | 0 | . | . | . | . | 0 | . | . | . | . | 0 | . | . | . | . | 0 | 11.008 | 0.141 | 0 | 0 | 11.149 | 1725 | 5 | 0 | 0 | 1730 | 0 | 0 | 0 | 0 | 0
2023 | SC | 1763 | Black River Electric Coop, Inc - (SC) | SC | AC | 3.363 | 0.134 | . | . | 3.497 | 422 | 9 | . | . | 431 | . | . | . | . | 0 | . | . | . | . | 0 | . | . | . | . | 0 | 0.24 | . | . | . | 0.24 | 50 | . | . | . | 50 | 0.132 | . | . | . | 0.132 | 19 | . | . | . | 19 | . | . | . | . | 0 | . | . | . | . | 0 | . | . | . | . | 0 | . | . | . | . | 0 | . | . | . | . | 0 | . | . | . | . | 0 | . | . | . | . | 0 | . | . | . | . | 0 | . | . | . | . | 0 | . | . | . | . | 0 | 3.603 | 0.134 | 0 | 0 | 3.737 | 472 | 9 | 0 | 0 | 481 | 0 | 0 | 0 | 0 | 0
2023 | SC | 1890 | Blue Ridge Electric Coop Inc - (SC) | DUK | AC | 2.462 | 0.035 | . | . | 2.497 | 289 | 2 | . | . | 291 | 1.628 | . | . | . | 1.628 | . | . | . | . | 0 | . | . | . | . | 0 | . | . | . | . | 0 | . | . | . | . | 0 | . | . | . | . | 0 | . | . | . | . | 0 | . | . | . | . | 0 | . | . | . | . | 0 | . | . | . | . | 0 | . | . | . | . | 0 | . | . | . | . | 0 | . | . | . | . | 0 | . | . | . | . | 0 | . | . | . | . | 0 | . | . | . | . | 0 | . | . | . | . | 0 | 2.462 | 0.035 | 0 | 0 | 2.497 | 289 | 2 | 0 | 0 | 291 | 1.628 | 0 | 0 | 0 | 1.628
2023 | SC | 2212 | Broad River Electric Coop, Inc | DUK | AC | 3.35 | 0.093 | . | . | 3.443 | 431 | 2 | . | . | 433 | 2147.572 | 95 | . | . | 2242.572 | . | . | . | . | 0 | . | . | . | . | 0 | 0.25 | . | . | . | 0.25 | 8 | . | . | . | 8 | . | . | . | . | 0 | . | . | . | . | 0 | . | . | . | . | 0 | . | . | . | . | 0 | . | . | . | . | 0 | . | . | . | . | 0 | . | . | . | . | 0 | . | . | . | . | 0 | . | . | . | . | 0 | . | . | . | . | 0 | . | . | . | . | 0 | . | . | . | . | 0 | 3.6 | 0.093 | 0 | 0 | 3.693 | 439 | 2 | 0 | 0 | 441 | 2147.572 | 95 | 0 | 0 | 2242.572
2023 | SC | 3046 | Duke Energy Progress - (NC) | CPLE | AC | 17.509 | 3.043 | 5.269 | . | 25.821 | 2174 | 64 | 11 | . | 2249 | . | . | . | . | 0 | . | . | . | . | 0 | . | . | . | . | 0 | . | . | . | . | 0 | . | . | . | . | 0 | . | . | . | . | 0 | . | . | . | . | 0 | . | . | . | . | 0 | . | . | . | . | 0 | . | . | . | . | 0 | . | . | . | . | 0 | 0 | 0 | 0 | . | 0 | 0 | 0 | 0 | . | 0 | . | . | . | . | 0 | . | . | . | . | 0 | . | . | . | . | 0 | . | . | . | . | 0 | 17.509 | 3.043 | 5.269 | 0 | 25.821 | 2174 | 64 | 11 | 0 | 2249 | 0 | 0 | 0 | 0 | 0
2023 | SC | 5416 | Duke Energy Carolinas, LLC | DUK | AC | 97.146 | 19.267 | 11.027 | . | 127.44 | 12019 | 353 | 30 | . | 12402 | . | . | . | . | 0 | . | . | . | . | 0 | . | . | . | . | 0 | . | . | . | . | 0 | . | . | . | . | 0 | . | . | . | . | 0 | . | . | . | . | 0 | . | . | . | . | 0 | . | . | . | . | 0 | . | . | . | . | 0 | . | . | . | . | 0 | 0 | 0.001 | 0 | . | 0.001 | 0 | 1 | 0 | . | 1 | . | . | . | . | 0 | . | . | . | . | 0 | . | . | . | . | 0 | . | . | . | . | 0 | 97.146 | 19.268 | 11.027 | 0 | 127.441 | 12019 | 354 | 30 | 0 | 12403 | 0 | 0 | 0 | 0 | 0
2023 | SC | 5644 | Edisto Electric Coop, Inc | SC | AC | 1.236 | 0.159 | . | . | 1.395 | 156 | 8 | . | . | 164 | . | . | . | . | 0 | . | . | . | . | 0 | . | . | . | . | 0 | . | . | . | . | 0 | . | . | . | . | 0 | 0.207 | . | . | . | 0.207 | 27 | . | . | . | 27 | . | . | . | . | 0 | . | . | . | . | 0 | . | . | . | . | 0 | . | . | . | . | 0 | . | . | . | . | 0 | . | . | . | . | 0 | . | . | . | . | 0 | . | . | . | . | 0 | . | . | . | . | 0 | . | . | . | . | 0 | 1.236 | 0.159 | 0 | 0 | 1.395 | 156 | 8 | 0 | 0 | 164 | 0 | 0 | 0 | 0 | 0
2023 | SC | 6709 | Easley Combined Utility System | DUK | AC | 0.589 | 0.07 | . | . | 0.659 | 86 | 4 | . | . | 90 | . | . | . | . | 0 | . | . | . | . | 0 | . | . | . | . | 0 | . | . | . | . | 0 | . | . | . | . | 0 | . | . | . | . | 0 | . | . | . | . | 0 | . | . | . | . | 0 | . | . | . | . | 0 | . | . | . | . | 0 | . | . | . | . | 0 | . | . | . | . | 0 | . | . | . | . | 0 | . | . | . | . | 0 | . | . | . | . | 0 | . | . | . | . | 0 | . | . | . | . | 0 | 0.589 | 0.07 | 0 | 0 | 0.659 | 86 | 4 | 0 | 0 | 90 | 0 | 0 | 0 | 0 | 0
2023 | SC | 6894 | City of Gaffney - (SC) | DUK | AC | 0.15 | . | . | . | 0.15 | 13 | . | . | . | 13 | 63 | . | . | . | 63 | . | . | . | . | 0 | . | . | . | . | 0 | . | . | . | . | 0 | . | . | . | . | 0 | . | . | . | . | 0 | . | . | . | . | 0 | . | . | . | . | 0 | . | . | . | . | 0 | . | . | . | . | 0 | . | . | . | . | 0 | . | . | . | . | 0 | . | . | . | . | 0 | . | . | . | . | 0 | . | . | . | . | 0 | . | . | . | . | 0 | . | . | . | . | 0 | 0.15 | 0 | 0 | 0 | 0.15 | 13 | 0 | 0 | 0 | 13 | 63 | 0 | 0 | 0 | 63
2023 | SC | 7654 | Greer Commission of Public Wks | DUK | AC | 1.661 | 0.108 | . | . | 1.769 | 257 | 5 | . | . | 262 | 235 | 2.76 | . | . | 237.76 | . | . | . | . | 0 | . | . | . | . | 0 | . | . | . | . | 0 | . | . | . | . | 0 | . | . | . | . | 0 | . | . | . | . | 0 | . | . | . | . | 0 | . | . | . | . | 0 | . | . | . | . | 0 | . | . | . | . | 0 | . | . | . | . | 0 | . | . | . | . | 0 | . | . | . | . | 0 | . | . | . | . | 0 | . | . | . | . | 0 | . | . | . | . | 0 | 1.661 | 0.108 | 0 | 0 | 1.769 | 257 | 5 | 0 | 0 | 262 | 235 | 2.76 | 0 | 0 | 237.76
2023 | SC | 8786 | Horry Electric Coop Inc | SC | DC | 2.302 | 0.519 | . | . | 2.821 | 298 | 3 | . | . | 301 | 0 | . | . | . | 0 | . | . | . | . | 0 | . | . | . | . | 0 | . | . | . | . | 0 | . | . | . | . | 0 | . | . | . | . | 0 | . | . | . | . | 0 | . | . | . | . | 0 | . | . | . | . | 0 | . | . | . | . | 0 | . | . | . | . | 0 | . | . | . | . | 0 | . | . | . | . | 0 | . | . | . | . | 0 | . | . | . | . | 0 | . | . | . | . | 0 | . | . | . | . | 0 | 2.302 | 0.519 | 0 | 0 | 2.821 | 298 | 3 | 0 | 0 | 301 | 0 | 0 | 0 | 0 | 0
2023 | SC | 10768 | Laurens Electric Coop, Inc | DUK | AC | 1.649 | 0.082 | . | . | 1.731 | 248 | 8 | . | . | 256 | 34.19 | . | . | . | 34.19 | . | . | . | . | 0 | . | . | . | . | 0 | . | . | . | . | 0 | . | . | . | . | 0 | . | . | . | . | 0 | . | . | . | . | 0 | . | . | . | . | 0 | . | . | . | . | 0 | . | . | . | . | 0 | . | . | . | . | 0 | . | . | . | . | 0 | . | . | . | . | 0 | . | . | . | . | 0 | . | . | . | . | 0 | . | . | . | . | 0 | . | . | . | . | 0 | 1.649 | 0.082 | 0 | 0 | 1.731 | 248 | 8 | 0 | 0 | 256 | 34.19 | 0 | 0 | 0 | 34.19
2023 | SC | 11355 | Lynches River Elec Coop, Inc | SC | AC | 1.23 | . | . | . | 1.23 | 163 | . | . | . | 163 | . | . | . | . | 0 | . | . | . | . | 0 | . | . | . | . | 0 | . | . | . | . | 0 | . | . | . | . | 0 | 0.118 | . | . | . | 0.118 | 14 | . | . | . | 14 | . | . | . | . | 0 | . | . | . | . | 0 | . | . | . | . | 0 | . | . | . | . | 0 | . | . | . | . | 0 | . | . | . | . | 0 | . | . | . | . | 0 | . | . | . | . | 0 | . | . | . | . | 0 | . | . | . | . | 0 | 1.23 | 0 | 0 | 0 | 1.23 | 163 | 0 | 0 | 0 | 163 | 0 | 0 | 0 | 0 | 0
2023 | SC | 12462 | Mid-Carolina Electric Coop Inc | SC | AC | 1.272 | 0.043 | . | . | 1.315 | 186 | 3 | . | . | 189 | . | . | . | . | 0 | . | . | . | . | 0 | . | . | . | . | 0 | . | . | . | . | 0 | . | . | . | . | 0 | . | . | . | . | 0 | . | . | . | . | 0 | . | . | . | . | 0 | . | . | . | . | 0 | . | . | . | . | 0 | . | . | . | . | 0 | . | . | . | . | 0 | . | . | . | . | 0 | . | . | . | . | 0 | 0.03 | 0.043 | . | . | 0.073 | 1 | 3 | . | . | 4 | 38.058 | 0 | . | . | 38.058 | 1.302 | 0.086 | 0 | 0 | 1.388 | 187 | 6 | 0 | 0 | 193 | 38.058 | 0 | 0 | 0 | 38.058
2023 | SC | 13523 | City of Newberry - (SC) | DUK | AC | 0.08 | . | . | . | 0.08 | 14 | . | . | . | 14 | 62.431 | . | . | . | 62.431 | . | . | . | . | 0 | . | . | . | . | 0 | . | . | . | . | 0 | . | . | . | . | 0 | . | . | . | . | 0 | . | . | . | . | 0 | . | . | . | . | 0 | . | . | . | . | 0 | . | . | . | . | 0 | . | . | . | . | 0 | . | . | . | . | 0 | . | . | . | . | 0 | . | . | . | . | 0 | . | . | . | . | 0 | . | . | . | . | 0 | . | . | . | . | 0 | 0.08 | 0 | 0 | 0 | 0.08 | 14 | 0 | 0 | 0 | 14 | 62.431 | 0 | 0 | 0 | 62.431
2023 | SC | 13524 | Newberry Electric Coop, Inc | SC | AC | 0.661 | . | . | . | 0.661 | 77 | . | . | . | 77 | . | . | . | . | 0 | . | . | . | . | 0 | . | . | . | . | 0 | . | . | . | . | 0 | . | . | . | . | 0 | . | . | . | . | 0 | . | . | . | . | 0 | . | . | . | . | 0 | . | . | . | . | 0 | . | . | . | . | 0 | . | . | . | . | 0 | . | . | . | . | 0 | . | . | . | . | 0 | . | . | . | . | 0 | . | . | . | . | 0 | . | . | . | . | 0 | . | . | . | . | 0 | 0.661 | 0 | 0 | 0 | 0.661 | 77 | 0 | 0 | 0 | 77 | 0 | 0 | 0 | 0 | 0
2023 | SC | 14164 | City of Orangeburg - (SC) | SCEG | AC | 0.805 | . | . | . | 0.805 | 105 | . | . | . | 105 | 407 | . | . | . | 407 | . | . | . | . | 0 | . | . | . | . | 0 | . | . | . | . | 0 | . | . | . | . | 0 | . | . | . | . | 0 | . | . | . | . | 0 | . | . | . | . | 0 | . | . | . | . | 0 | . | . | . | . | 0 | . | . | . | . | 0 | . | . | . | . | 0 | . | . | . | . | 0 | . | . | . | . | 0 | . | . | . | . | 0 | . | . | . | . | 0 | . | . | . | . | 0 | 0.805 | 0 | 0 | 0 | 0.805 | 105 | 0 | 0 | 0 | 105 | 407 | 0 | 0 | 0 | 407
2023 | SC | 14175 | Tri-County Electric Coop, Inc (SC) | SC | AC | 1.156 | . | . | . | 1.156 | 141 | . | . | . | 141 | . | . | . | . | 0 | . | . | . | . | 0 | . | . | . | . | 0 | 0.202 | . | . | . | 0.202 | 46 | . | . | . | 46 | . | . | . | . | 0 | . | . | . | . | 0 | . | . | . | . | 0 | . | . | . | . | 0 | . | . | . | . | 0 | . | . | . | . | 0 | . | . | . | . | 0 | . | . | . | . | 0 | . | . | . | . | 0 | . | . | . | . | 0 | . | . | . | . | 0 | . | . | . | . | 0 | 1.358 | 0 | 0 | 0 | 1.358 | 187 | 0 | 0 | 0 | 187 | 0 | 0 | 0 | 0 | 0
2023 | SC | 14398 | Palmetto Electric Coop Inc | SC | DC | 2.057 | 0.534 | . | . | 2.591 | 236 | 12 | . | . | 248 | 353.76 | . | . | . | 353.76 | . | . | . | . | 0 | . | . | . | . | 0 | 0.24 | . | . | . | 0.24 | 88 | . | . | . | 88 | 0.424 | . | . | . | 0.424 | 35 | . | . | . | 35 | 0.77 | . | . | . | 0.77 | . | . | . | . | 0 | . | . | . | . | 0 | . | . | . | . | 0 | . | . | . | . | 0 | . | . | . | . | 0 | . | . | . | . | 0 | . | . | . | . | 0 | . | . | . | . | 0 | . | . | . | . | 0 | 2.297 | 0.534 | 0 | 0 | 2.831 | 324 | 12 | 0 | 0 | 336 | 353.76 | 0 | 0 | 0 | 353.76
2023 | SC | 16195 | City of Rock Hill - (SC) | DUK | AC | 1.309 | 1.339 | . | . | 2.648 | 213 | 10 | . | . | 223 | . | . | . | . | 0 | . | . | . | . | 0 | . | . | . | . | 0 | . | . | . | . | 0 | . | . | . | . | 0 | . | . | . | . | 0 | . | . | . | . | 0 | . | . | . | . | 0 | . | . | . | . | 0 | . | . | . | . | 0 | . | . | . | . | 0 | . | . | . | . | 0 | . | . | . | . | 0 | . | . | . | . | 0 | . | . | . | . | 0 | . | . | . | . | 0 | . | . | . | . | 0 | 1.309 | 1.339 | 0 | 0 | 2.648 | 213 | 10 | 0 | 0 | 223 | 0 | 0 | 0 | 0 | 0
2023 | SC | 16606 | Santee Electric Coop, Inc | SC | AC | 1.961 | 0.076 | . | . | 2.037 | 256 | 5 | . | . | 261 | . | . | . | . | 0 | . | . | . | . | 0 | . | . | . | . | 0 | . | 0.04 | . | . | 0.04 | . | 1 | . | . | 1 | . | . | . | . | 0 | . | . | . | . | 0 | . | . | . | . | 0 | . | . | . | . | 0 | . | . | . | . | 0 | . | . | . | . | 0 | . | . | . | . | 0 | . | . | . | . | 0 | . | . | . | . | 0 | . | . | . | . | 0 | . | . | . | . | 0 | . | . | . | . | 0 | 1.961 | 0.116 | 0 | 0 | 2.077 | 256 | 6 | 0 | 0 | 262 | 0 | 0 | 0 | 0 | 0
2023 | SC | 17539 | Dominion Energy South Carolina, Inc | SCEG | AC | 110.513 | 20.561 | 2.056 | . | 133.13 | 15323 | 238 | 7 | . | 15568 | 65004.59 | 10273.87 | 667.86 | . | 75946.32 | . | . | . | . | 0 | . | . | . | . | 0 | . | . | . | . | 0 | . | . | . | . | 0 | 4.179 | 0.042 | . | . | 4.221 | 563 | 5 | . | . | 568 | . | . | . | . | 0 | . | . | . | . | 0 | . | . | . | . | 0 | . | . | . | . | 0 | . | . | . | . | 0 | . | . | . | . | 0 | . | . | . | . | 0 | . | . | . | . | 0 | . | . | . | . | 0 | . | . | . | . | 0 | 110.513 | 20.561 | 2.056 | 0 | 133.13 | 15323 | 238 | 7 | 0 | 15568 | 65004.59 | 10273.87 | 667.86 | 0 | 75946.32
2023 | SC | 17543 | South Carolina Public Service Authority | SC | AC | 11.662 | . | . | . | 11.662 | 1682 | . | . | . | 1682 | . | . | . | . | 0 | . | . | . | . | 0 | . | . | . | . | 0 | . | . | . | . | 0 | . | . | . | . | 0 | . | . | . | . | 0 | . | . | . | . | 0 | . | . | . | . | 0 | . | . | . | . | 0 | . | . | . | . | 0 | . | . | . | . | 0 | . | . | . | . | 0 | . | . | . | . | 0 | . | . | . | . | 0 | . | . | . | . | 0 | . | . | . | . | 0 | . | . | . | . | 0 | 11.662 | 0 | 0 | 0 | 11.662 | 1682 | 0 | 0 | 0 | 1682 | 0 | 0 | 0 | 0 | 0
2023 | SC | 21002 | York Electric Coop Inc | DUK | AC | 7.792 | 0.105 | . | . | 7.897 | 961 | 4 | . | . | 965 | 4125 | 32 | . | . | 4157 | 0.255 | . | . | . | 0.255 | 61 | . | . | . | 61 | . | . | . | . | 0 | . | . | . | . | 0 | . | . | . | . | 0 | . | . | . | . | 0 | . | . | . | . | 0 | . | . | . | . | 0 | . | . | . | . | 0 | . | . | . | . | 0 | . | . | . | . | 0 | . | . | . | . | 0 | . | . | . | . | 0 | . | . | . | . | 0 | . | . | . | . | 0 | . | . | . | . | 0 | 8.047 | 0.105 | 0 | 0 | 8.152 | 1022 | 4 | 0 | 0 | 1026 | 4125 | 32 | 0 | 0 | 4157
2023 | SC | 66073 | MPD Electric Cooperative | SC | AC | 1.623 | 0.043 | . | . | 1.666 | 197 | 1 | . | . | 198 | 1039.25 | . | . | . | 1039.25 | . | . | . | . | 0 | . | . | . | . | 0 | . | . | . | . | 0 | . | . | . | . | 0 | . | . | . | . | 0 | . | . | . | . | 0 | . | . | . | . | 0 | . | . | . | . | 0 | . | . | . | . | 0 | . | . | . | . | 0 | . | . | . | . | 0 | . | . | . | . | 0 | . | . | . | . | 0 | . | . | . | . | 0 | . | . | . | . | 0 | . | . | . | . | 0 | 1.623 | 0.043 | 0 | 0 | 1.666 | 197 | 1 | 0 | 0 | 198 | 1039.25 | 0 | 0 | 0 | 1039.25
2023 | SC | 99999 | State Adjustment | CPLE |  | 0.15 | . | . | . | 0.15 | . | . | . | . | . | . | . | . | . | . | . | . | . | . | . | . | . | . | . | . | . | . | . | . | . | . | . | . | . | . | . | . | . | . | . | . | . | . | . | . | . | . | . | . | . | . | . | . | . | . | . | . | . | . | . | . | . | . | . | . | . | . | . | . | . | . | . | . | . | . | . | . | . | . | . | . | . | . | . | . | . | . | . | . | . | . | . | . | . | . | 0.15 | . | . | . | 0.15 | . | . | . | . | . | . | . | . | . | .
2023 | SC | 99999 | State Adjustment | DUK |  | 0.071 | 0.007 | . | . | 0.078 | . | . | . | . | . | . | . | . | . | . | . | . | . | . | . | . | . | . | . | . | . | . | . | . | . | . | . | . | . | . | . | . | . | . | . | . | . | . | . | . | . | . | . | . | . | . | . | . | . | . | . | . | . | . | . | . | . | . | . | . | . | . | . | . | . | . | . | . | . | . | . | . | . | . | . | . | . | . | . | . | . | . | . | . | . | . | . | . | . | . | 0.071 | 0.007 | . | . | 0.078 | . | . | . | . | . | . | . | . | . | .
2023 | SC | 99999 | State Adjustment | SC |  | -0.265 | -0.146 | 0 | . | -0.411 | . | . | . | . | . | . | . | . | . | . | . | . | . | . | . | . | . | . | . | . | . | . | . | . | . | . | . | . | . | . | . | . | . | . | . | . | . | . | . | . | . | . | . | . | . | . | . | . | . | . | . | . | . | . | . | . | . | . | . | . | . | . | . | . | . | . | . | . | . | . | . | . | . | . | . | . | . | . | . | . | . | . | . | . | . | . | . | . | . | . | -0.265 | -0.146 | 0 | . | -0.411 | . | . | . | . | . | . | . | . | . | .
2023 | SD | 1769 | Black Hills Electric Coop, Inc | SWPP | AC | 0.568 | 0.023 | 0 | 0 | 0.591 | 70 | 2 | 0 | 0 | 72 | 294.871 | 2.08 | 0 | 0 | 296.951 | 0 | 0 | 0 | 0 | 0 | 0 | 0 | 0 | 0 | 0 | 0 | 0 | 0 | 0 | 0 | 0 | 0 | 0 | 0 | 0 | 0 | 0 | 0 | 0 | 0 | 0 | 0 | 0 | 0 | 0 | 0 | 0 | 0 | 0 | 0 | 0 | 0 | 0 | 0 | 0 | 0 | 0 | 0 | 0 | 0 | 0 | 0 | 0 | 0 | 0 | 0.002 | 0 | 0 | 0 | 0.002 | 1 | 0 | 0 | 0 | 1 | 0.671 | 0 | 0 | 0 | 0.671 | 0 | 0 | 0 | 0 | 0 | 0 | 0 | 0 | 0 | 0 | 0 | 0 | 0 | 0 | 0 | 0.57 | 0.023 | 0 | 0 | 0.593 | 71 | 2 | 0 | 0 | 73 | 295.542 | 2.08 | 0 | 0 | 297.622
2023 | SD | 14232 | Otter Tail Power Co | MISO | AC | 0 | 0.04 | . | . | 0.04 | 0 | 2 | . | . | 2 | 0 | 0.776 | . | . | 0.776 | . | . | . | . | 0 | . | . | . | . | 0 | . | . | . | . | 0 | . | . | . | . | 0 | . | . | . | . | 0 | . | . | . | . | 0 | . | . | . | . | 0 | . | . | . | . | 0 | . | . | . | . | 0 | . | . | . | . | 0 | 0.023 | 0.092 | . | . | 0.115 | 2 | 2 | . | . | 4 | 0 | 0.151 | . | . | 0.151 | . | . | . | . | 0 | . | . | . | . | 0 | . | . | . | . | 0 | 0.023 | 0.132 | 0 | 0 | 0.155 | 2 | 4 | 0 | 0 | 6 | 0 | 0.927 | 0 | 0 | 0.927
2023 | SD | 17267 | Sioux Valley SW Elec Coop | SWPP | DC | 0.267 | 0.078 | . | . | 0.345 | 25 | 6 | . | . | 31 | 6.361 | 0.62 | . | . | 6.981 | . | . | . | . | 0 | . | . | . | . | 0 | . | . | . | . | 0 | . | . | . | . | 0 | . | . | . | . | 0 | . | . | . | . | 0 | . | . | . | . | 0 | . | . | . | . | 0 | . | . | . | . | 0 | . | . | . | . | 0 | 0.023 | . | . | . | 0.023 | 4 | . | . | . | 4 | 0.21 | . | . | . | 0.21 | . | . | . | . | 0 | . | . | . | . | 0 | . | . | . | . | 0 | 0.29 | 0.078 | 0 | 0 | 0.368 | 29 | 6 | 0 | 0 | 35 | 6.571 | 0.62 | 0 | 0 | 7.191
2023 | SD | 19293 | Southeastern Electric Coop Inc - (SD) | SWPP | AC | 0.115 | 0.034 | . | . | 0.149 | 14 | 4 | . | . | 18 | 65.914 | 7.659 | . | . | 73.573 | . | . | . | . | 0 | . | . | . | . | 0 | . | . | . | . | 0 | . | . | . | . | 0 | . | . | . | . | 0 | . | . | . | . | 0 | . | . | . | . | 0 | . | . | . | . | 0 | . | . | . | . | 0 | . | . | . | . | 0 | . | . | . | . | 0 | . | . | . | . | 0 | . | . | . | . | 0 | . | . | . | . | 0 | . | . | . | . | 0 | . | . | . | . | 0 | 0.115 | 0.034 | 0 | 0 | 0.149 | 14 | 4 | 0 | 0 | 18 | 65.914 | 7.659 | 0 | 0 | 73.573
2023 | SD | 19545 | Black Hills Power, Inc. | WACM | DC | 1.028 | 0.702 | 0 | 0 | 1.73 | 124 | 19 | 0 | 0 | 143 | . | . | . | . | 0 | . | . | . | . | 0 | . | . | . | . | 0 | . | . | . | . | 0 | . | . | . | . | 0 | . | . | . | . | 0 | . | . | . | . | 0 | . | . | . | . | 0 | . | . | . | . | 0 | . | . | . | . | 0 | . | . | . | . | 0 | 0.011 | 0.012 | 0 | 0 | 0.023 | 4 | 4 | 0 | 0 | 8 | . | . | . | . | 0 | . | . | . | . | 0 | . | . | . | . | 0 | . | . | . | . | 0 | 1.039 | 0.714 | 0 | 0 | 1.753 | 128 | 23 | 0 | 0 | 151 | 0 | 0 | 0 | 0 | 0
2023 | SD | 20401 | West River Electric Assn Inc | SWPP | DC | 0.589 | 0.15 | . | . | 0.739 | 71 | 1 | . | . | 72 | 166.769 | 2.75 | . | . | 169.519 | . | . | . | . | 0 | . | . | . | . | 0 | . | . | . | . | 0 | . | . | . | . | 0 | . | . | . | . | 0 | . | . | . | . | 0 | . | . | . | . | 0 | . | . | . | . | 0 | . | . | . | . | 0 | . | . | . | . | 0 | 0.026 | 0.01 | . | . | 0.036 | 8 | 1 | . | . | 9 | 3.72 | 3.144 | . | . | 6.864 | . | . | . | . | 0 | . | . | . | . | 0 | . | . | . | . | 0 | 0.615 | 0.16 | 0 | 0 | 0.775 | 79 | 2 | 0 | 0 | 81 | 170.489 | 5.894 | 0 | 0 | 176.383
2023 | SD | 99999 | State Adjustment | SWPP |  | -0.149 | -0.04 | . | . | -0.189 | . | . | . | . | . | . | . | . | . | . | . | . | . | . | . | . | . | . | . | . | . | . | . | . | . | . | . | . | . | . | . | . | . | . | . | . | . | . | . | . | . | . | . | . | . | . | . | . | . | . | . | . | . | . | . | . | . | . | . | . | . | . | . | . | . | . | . | . | . | . | . | . | . | . | . | . | . | . | . | . | . | . | . | . | . | . | . | . | . | . | -0.149 | -0.04 | . | . | -0.189 | . | . | . | . | . | . | . | . | . | .
2023 | SD | 99999 | State Adjustment | WACM |  | -0.179 | -0.122 | 0 | . | -0.302 | . | . | . | . | . | . | . | . | . | . | . | . | . | . | . | . | . | . | . | . | . | . | . | . | . | . | . | . | . | . | . | . | . | . | . | . | . | . | . | . | . | . | . | . | . | . | . | . | . | . | . | . | . | . | . | . | . | . | . | . | . | . | . | . | . | . | . | . | . | . | . | . | . | . | . | . | . | . | . | . | . | . | . | . | . | . | . | . | . | . | -0.179 | -0.122 | 0 | . | -0.302 | . | . | . | . | . | . | . | . | . | .
2023 | TN | 10331 | Kingsport Power Co | PJM | AC | 0.531 | 0.425 | . | . | 0.956 | 78 | 12 | . | . | 90 | 244.423 | 433.094 | . | . | 677.517 | . | . | . | . | 0 | . | . | . | . | 0 | . | . | . | . | 0 | . | . | . | . | 0 | 0.192 | . | . | . | 0.192 | 31 | . | . | . | 31 | 0.386 | . | . | . | 0.386 | . | . | . | . | 0 | . | . | . | . | 0 | . | . | . | . | 0 | . | . | . | . | 0 | . | . | . | . | 0 | . | . | . | . | 0 | . | . | . | . | 0 | . | . | . | . | 0 | . | . | . | . | 0 | 0.531 | 0.425 | 0 | 0 | 0.956 | 78 | 12 | 0 | 0 | 90 | 244.423 | 433.094 | 0 | 0 | 677.517
2023 | TX | 1169 | Bailey County Elec Coop Assn | SWPP | AC | 0.063 | . | . | . | 0.063 | 8 | . | . | . | 8 | . | . | . | . | 0 | . | . | . | . | 0 | . | . | . | . | 0 | . | . | . | . | 0 | . | . | . | . | 0 | . | . | . | . | 0 | . | . | . | . | 0 | . | . | . | . | 0 | . | . | . | . | 0 | . | . | . | . | 0 | . | . | . | . | 0 | 0.001 | . | . | . | 0.001 | 1 | . | . | . | 1 | . | . | . | . | 0 | . | . | . | . | 0 | . | . | . | . | 0 | . | . | . | . | 0 | 0.064 | 0 | 0 | 0 | 0.064 | 9 | 0 | 0 | 0 | 9 | 0 | 0 | 0 | 0 | 0
2023 | TX | 1175 | Bandera Electric Coop, Inc | ERCO | AC | 5.25 | 1.37 | 0.13 | . | 6.75 | 528 | 34 | 3 | . | 565 | . | . | . | . | 0 | . | . | . | . | 0 | . | . | . | . | 0 | . | . | . | . | 0 | . | . | . | . | 0 | 1.999 | 0.123 | . | . | 2.122 | 148 | 10 | . | . | 158 | . | . | . | . | 0 | . | . | . | . | 0 | . | . | . | . | 0 | . | . | . | . | 0 | 0.02 | . | . | . | 0.02 | 6 | . | . | . | 6 | . | . | . | . | 0 | . | . | . | . | 0 | . | . | . | . | 0 | . | . | . | . | 0 | 5.27 | 1.37 | 0.13 | 0 | 6.77 | 534 | 34 | 3 | 0 | 571 | 0 | 0 | 0 | 0 | 0
2023 | TX | 1273 | Bartlett Electric Coop, Inc | ERCO | AC | 4.755 | 0.11 | . | . | 4.865 | 608 | 14 | . | . | 622 | 930.619 | 46.169 | . | . | 976.788 | . | . | . | . | 0 | . | . | . | . | 0 | . | . | . | . | 0 | . | . | . | . | 0 | . | . | . | . | 0 | . | . | . | . | 0 | . | . | . | . | 0 | . | . | . | . | 0 | . | . | . | . | 0 | . | . | . | . | 0 | 0.014 | . | . | . | 0.014 | 5 | . | . | . | 5 | 0 | . | . | . | 0 | . | . | . | . | 0 | . | . | . | . | 0 | . | . | . | . | 0 | 4.769 | 0.11 | 0 | 0 | 4.879 | 613 | 14 | 0 | 0 | 627 | 930.619 | 46.169 | 0 | 0 | 976.788
2023 | TX | 1591 | Big Country Electric Coop, Inc | ERCO | AC | 0.454 | . | . | . | 0.454 | 33 | . | . | . | 33 | 0 | . | . | . | 0 | . | . | . | . | 0 | . | . | . | . | 0 | . | . | . | . | 0 | . | . | . | . | 0 | . | . | . | . | 0 | . | . | . | . | 0 | . | . | . | . | 0 | . | . | . | . | 0 | . | . | . | . | 0 | . | . | . | . | 0 | . | . | . | . | 0 | . | . | . | . | 0 | . | . | . | . | 0 | . | . | . | . | 0 | . | . | . | . | 0 | . | . | . | . | 0 | 0.454 | 0 | 0 | 0 | 0.454 | 33 | 0 | 0 | 0 | 33 | 0 | 0 | 0 | 0 | 0
2023 | TX | 1892 | Bluebonnet Electric Coop, Inc | ERCO | AC | 1.725 | 0.197 | . | . | 1.922 | 220 | 10 | . | . | 230 | . | . | . | . | 0 | . | . | . | . | 0 | . | . | . | . | 0 | . | . | . | . | 0 | . | . | . | . | 0 | 0.019 | 0 | . | . | 0.019 | 4 | 0 | . | . | 4 | . | . | . | . | 0 | . | . | . | . | 0 | . | . | . | . | 0 | . | . | . | . | 0 | 0.045 | 0.009 | . | . | 0.054 | 8 | 2 | . | . | 10 | . | . | . | . | 0 | . | . | . | . | 0 | . | . | . | . | 0 | . | . | . | . | 0 | 1.77 | 0.206 | 0 | 0 | 1.976 | 228 | 12 | 0 | 0 | 240 | 0 | 0 | 0 | 0 | 0
2023 | TX | 2049 | Bowie-Cass Electric Coop, Inc | SWPP | AC | 3.23 | 0.248 | . | . | 3.478 | 348 | 5 | . | . | 353 | . | . | . | . | 0 | . | . | . | . | 0 | . | . | . | . | 0 | . | . | . | . | 0 | . | . | . | . | 0 | 0.24 | . | . | . | 0.24 | 48 | . | . | . | 48 | . | . | . | . | 0 | . | . | . | . | 0 | . | . | . | . | 0 | . | . | . | . | 0 | . | . | . | . | 0 | . | . | . | . | 0 | . | . | . | . | 0 | . | . | . | . | 0 | . | . | . | . | 0 | . | . | . | . | 0 | 3.23 | 0.248 | 0 | 0 | 3.478 | 348 | 5 | 0 | 0 | 353 | 0 | 0 | 0 | 0 | 0
2023 | TX | 2194 | City of Brenham - (TX) | ERCO | AC | 0.153 | . | . | . | 0.153 | 19 | . | . | . | 19 | . | . | . | . | 0 | . | . | . | . | 0 | . | . | . | . | 0 | . | . | . | . | 0 | . | . | . | . | 0 | . | . | . | . | 0 | . | . | . | . | 0 | . | . | . | . | 0 | . | . | . | . | 0 | . | . | . | . | 0 | . | . | . | . | 0 | . | . | . | . | 0 | . | . | . | . | 0 | . | . | . | . | 0 | . | . | . | . | 0 | . | . | . | . | 0 | . | . | . | . | 0 | 0.153 | 0 | 0 | 0 | 0.153 | 19 | 0 | 0 | 0 | 19 | 0 | 0 | 0 | 0 | 0
2023 | TX | 2409 | Brownsville Public Utilities Board | ERCO | AC | 7.615 | 0.649 | 0 | 0 | 8.264 | 834 | 6 | 0 | 0 | 840 | 4182.018 | 0 | . | . | 4182.018 | . | . | . | . | 0 | . | . | . | . | 0 | . | . | . | . | 0 | . | . | . | . | 0 | . | . | . | . | 0 | . | . | . | . | 0 | . | . | . | . | 0 | . | . | . | . | 0 | . | . | . | . | 0 | . | . | . | . | 0 | . | . | . | . | 0 | . | . | . | . | 0 | . | . | . | . | 0 | . | . | . | . | 0 | . | . | . | . | 0 | . | . | . | . | 0 | 7.615 | 0.649 | 0 | 0 | 8.264 | 834 | 6 | 0 | 0 | 840 | 4182.018 | 0 | 0 | 0 | 4182.018
2023 | TX | 2442 | City of Bryan - (TX) | ERCO | AC | 6.189 | 0.422 | . | . | 6.611 | 658 | 21 | . | . | 679 | . | . | . | . | 0 | . | . | . | . | 0 | . | . | . | . | 0 | . | . | . | . | 0 | . | . | . | . | 0 | 0.344 | . | . | . | 0.344 | 28 | . | . | . | 28 | . | . | . | . | 0 | . | . | . | . | 0 | . | . | . | . | 0 | . | . | . | . | 0 | . | . | . | . | 0 | . | . | . | . | 0 | . | . | . | . | 0 | . | . | . | . | 0 | . | . | . | . | 0 | . | . | . | . | 0 | 6.189 | 0.422 | 0 | 0 | 6.611 | 658 | 21 | 0 | 0 | 679 | 0 | 0 | 0 | 0 | 0
2023 | TX | 3282 | Central Texas Elec Coop, Inc | ERCO | DC | 5.312 | 0.135 | 0.124 | . | 5.571 | 510 | 10 | 15 | . | 535 | . | . | . | . | 0 | . | . | . | . | 0 | . | . | . | . | 0 | . | . | . | . | 0 | . | . | . | . | 0 | . | . | . | . | 0 | . | . | . | . | 0 | . | . | . | . | 0 | . | . | . | . | 0 | . | . | . | . | 0 | . | . | . | . | 0 | 0.05 | . | . | . | 0.05 | 10 | . | . | . | 10 | . | . | . | . | 0 | . | . | . | . | 0 | . | . | . | . | 0 | . | . | . | . | 0 | 5.362 | 0.135 | 0.124 | 0 | 5.621 | 520 | 10 | 15 | 0 | 545 | 0 | 0 | 0 | 0 | 0
2023 | TX | 3470 | Cherokee County Elec Coop Assn - (TX) | ERCO | AC | 2.15 | . | . | . | 2.15 | 209 | . | . | . | 209 | . | . | . | . | 0 | . | . | . | . | 0 | . | . | . | . | 0 | . | . | . | . | 0 | . | . | . | . | 0 | . | . | . | . | 0 | . | . | . | . | 0 | . | . | . | . | 0 | . | . | . | . | 0 | . | . | . | . | 0 | . | . | . | . | 0 | . | . | . | . | 0 | . | . | . | . | 0 | . | . | . | . | 0 | . | . | . | . | 0 | . | . | . | . | 0 | . | . | . | . | 0 | 2.15 | 0 | 0 | 0 | 2.15 | 209 | 0 | 0 | 0 | 209 | 0 | 0 | 0 | 0 | 0
2023 | TX | 4146 | Concho Valley Elec Coop Inc | ERCO | DC | 0.46 | . | . | . | 0.46 | 43 | . | . | . | 43 | 360.968 | . | . | . | 360.968 | . | . | . | . | 0 | . | . | . | . | 0 | 0.99 | . | . | . | 0.99 | 62 | . | . | . | 62 | . | . | . | . | 0 | . | . | . | . | 0 | . | . | . | . | 0 | . | . | . | . | 0 | . | . | . | . | 0 | . | . | . | . | 0 | 0.009 | . | . | . | 0.009 | 5 | . | . | . | 5 | . | . | . | . | 0 | . | . | . | . | 0 | . | . | . | . | 0 | . | . | . | . | 0 | 1.459 | 0 | 0 | 0 | 1.459 | 110 | 0 | 0 | 0 | 110 | 360.968 | 0 | 0 | 0 | 360.968
2023 | TX | 4262 | Cooke County Elec Coop Assn | ERCO | AC | 1.094 | 0.025 | 0.998 | . | 2.117 | 110 | 1 | 1 | . | 112 | . | . | . | . | 0 | . | . | . | . | 0 | . | . | . | . | 0 | . | . | . | . | 0 | . | . | . | . | 0 | . | . | . | . | 0 | . | . | . | . | 0 | . | . | . | . | 0 | . | . | . | . | 0 | . | . | . | . | 0 | . | . | . | . | 0 | 0.032 | 0.75 | . | . | 0.782 | 11 | 1 | . | . | 12 | . | . | . | . | 0 | . | . | . | . | 0 | . | . | . | . | 0 | . | . | . | . | 0 | 1.126 | 0.775 | 0.998 | 0 | 2.899 | 121 | 2 | 1 | 0 | 124 | 0 | 0 | 0 | 0 | 0
2023 | TX | 4295 | Comanche County Elec Coop Assn | ERCO | AC | 1.498 | . | . | . | 1.498 | 122 | . | . | . | 122 | . | . | . | . | 0 | . | . | . | . | 0 | . | . | . | . | 0 | . | . | . | . | 0 | . | . | . | . | 0 | 0.099 | . | . | . | 0.099 | 3 | . | . | . | 3 | . | . | . | . | 0 | . | . | . | . | 0 | . | . | . | . | 0 | . | . | . | . | 0 | . | . | . | . | 0 | . | . | . | . | 0 | . | . | . | . | 0 | . | . | . | . | 0 | . | . | . | . | 0 | . | . | . | . | 0 | 1.498 | 0 | 0 | 0 | 1.498 | 122 | 0 | 0 | 0 | 122 | 0 | 0 | 0 | 0 | 0
2023 | TX | 4939 | Deaf Smith Electric Coop, Inc | SWPP | AC | 0.063 | . | . | . | 0.063 | 8 | . | . | . | 8 | . | . | . | . | 0 | . | . | . | . | 0 | . | . | . | . | 0 | . | . | . | . | 0 | . | . | . | . | 0 | . | . | . | . | 0 | . | . | . | . | 0 | . | . | . | . | 0 | . | . | . | . | 0 | . | . | . | . | 0 | . | . | . | . | 0 | 0.08 | . | . | . | 0.08 | 5 | . | . | . | 5 | . | . | . | . | 0 | . | . | . | . | 0 | . | . | . | . | 0 | . | . | . | . | 0 | 0.143 | 0 | 0 | 0 | 0.143 | 13 | 0 | 0 | 0 | 13 | 0 | 0 | 0 | 0 | 0
2023 | TX | 4975 | Deep East Texas Elec Coop Inc | MISO | AC | 0.848 | . | . | . | 0.848 | 93 | . | . | . | 93 | 198.633 | . | . | . | 198.633 | . | . | . | . | 0 | . | . | . | . | 0 | . | . | . | . | 0 | . | . | . | . | 0 | . | . | . | . | 0 | . | . | . | . | 0 | . | . | . | . | 0 | . | . | . | . | 0 | . | . | . | . | 0 | . | . | . | . | 0 | . | . | . | . | 0 | . | . | . | . | 0 | . | . | . | . | 0 | . | . | . | . | 0 | . | . | . | . | 0 | . | . | . | . | 0 | 0.848 | 0 | 0 | 0 | 0.848 | 93 | 0 | 0 | 0 | 93 | 198.633 | 0 | 0 | 0 | 198.633
2023 | TX | 5063 | City of Denton - (TX) | ERCO | AC | 7.731 | 2.15 | 0.45 | 0 | 10.331 | 1131 | 28 | 3 | 0 | 1162 | . | . | . | . | 0 | 0 | 0 | 0 | 0 | 0 | 0 | 0 | 0 | 0 | 0 | . | . | . | . | 0 | . | . | . | . | 0 | 0.22 | . | . | . | 0.22 | 38 | . | . | . | 38 | . | . | . | . | 0 | . | . | . | . | 0 | . | . | . | . | 0 | . | . | . | . | 0 | . | . | . | . | 0 | . | . | . | . | 0 | . | . | . | . | 0 | . | . | . | . | 0 | . | . | . | . | 0 | . | . | . | . | 0 | 7.731 | 2.15 | 0.45 | 0 | 10.331 | 1131 | 28 | 3 | 0 | 1162 | 0 | 0 | 0 | 0 | 0
2023 | TX | 5078 | Denton County Elec Coop, Inc | ERCO | DC | 74.5 | 3.3 | . | . | 77.8 | 8320 | 26 | . | . | 8346 | 44091.754 | 552.488 | . | . | 44644.242 | . | . | . | . | 0 | . | . | . | . | 0 | . | . | . | . | 0 | . | . | . | . | 0 | 4.9 | . | . | . | 4.9 | 835 | . | . | . | 835 | . | . | . | . | 0 | . | . | . | . | 0 | . | . | . | . | 0 | . | . | . | . | 0 | 0.076 | 0.004 | . | . | 0.08 | 26 | 4 | . | . | 30 | 18 | 0.014 | . | . | 18.014 | . | . | . | . | 0 | . | . | . | . | 0 | . | . | . | . | 0 | 74.576 | 3.304 | 0 | 0 | 77.88 | 8346 | 30 | 0 | 0 | 8376 | 44109.754 | 552.502 | 0 | 0 | 44662.256
2023 | TX | 5701 | El Paso Electric Co | EPE | AC | 122.959 | 5.651 | . | . | 128.61 | 23659 | 159 | . | . | 23818 | 32304.855 | 599.195 | . | . | 32904.05 | . | . | . | . | 0 | . | . | . | . | 0 | 0.053 | 0.001 | . | . | 0.054 | 24 | 11 | . | . | 35 | 1.372 | 0.008 | . | . | 1.38 | 170 | 1 | . | . | 171 | . | . | . | . | 0 | . | . | . | . | 0 | . | . | . | . | 0 | . | . | . | . | 0 | 0.008 | 0.048 | . | . | 0.056 | 2 | 4 | . | . | 6 | . | . | . | . | 0 | . | . | . | . | 0 | . | . | . | . | 0 | . | . | . | . | 0 | 123.02 | 5.7 | 0 | 0 | 128.72 | 23685 | 174 | 0 | 0 | 23859 | 32304.855 | 599.195 | 0 | 0 | 32904.05
2023 | TX | 6182 | Farmers Electric Coop, Inc - (TX) | ERCO | AC | 18.34 | . | . | . | 18.34 | 2370 | . | . | . | 2370 | . | . | . | . | 0 | . | . | . | . | 0 | . | . | . | . | 0 | . | . | . | . | 0 | . | . | . | . | 0 | 1.146 | . | . | . | 1.146 | 125 | . | . | . | 125 | . | . | . | . | 0 | . | . | . | . | 0 | . | . | . | . | 0 | . | . | . | . | 0 | 0.112 | . | . | . | 0.112 | 42 | . | . | . | 42 | . | . | . | . | 0 | . | . | . | . | 0 | . | . | . | . | 0 | . | . | . | . | 0 | 18.452 | 0 | 0 | 0 | 18.452 | 2412 | 0 | 0 | 0 | 2412 | 0 | 0 | 0 | 0 | 0
2023 | TX | 6183 | Fayette Electric Coop, Inc | ERCO | DC | 1.196 | 0.046 | . | . | 1.242 | 112 | 2 | . | . | 114 | . | . | . | . | 0 | . | . | . | . | 0 | . | . | . | . | 0 | . | . | . | . | 0 | . | . | . | . | 0 | . | . | . | . | 0 | . | . | . | . | 0 | . | . | . | . | 0 | . | . | . | . | 0 | . | . | . | . | 0 | . | . | . | . | 0 | . | . | . | . | 0 | . | . | . | . | 0 | . | . | . | . | 0 | . | . | . | . | 0 | . | . | . | . | 0 | . | . | . | . | 0 | 1.196 | 0.046 | 0 | 0 | 1.242 | 112 | 2 | 0 | 0 | 114 | 0 | 0 | 0 | 0 | 0
2023 | TX | 6427 | City of Floresville | ERCO | AC | 2.384 | 0.379 | . | . | 2.763 | 263 | 15 | . | . | 278 | . | . | . | . | 0 | . | . | . | . | 0 | . | . | . | . | 0 | . | . | . | . | 0 | . | . | . | . | 0 | . | . | . | . | 0 | . | . | . | . | 0 | . | . | . | . | 0 | . | . | . | . | 0 | . | . | . | . | 0 | . | . | . | . | 0 | . | . | . | . | 0 | . | . | . | . | 0 | . | . | . | . | 0 | . | . | . | . | 0 | . | . | . | . | 0 | . | . | . | . | 0 | 2.384 | 0.379 | 0 | 0 | 2.763 | 263 | 15 | 0 | 0 | 278 | 0 | 0 | 0 | 0 | 0
2023 | TX | 7129 | City of Georgetown - (TX) | ERCO | AC | 8 | . | . | . | 8 | 900 | . | . | . | 900 | . | . | . | . | 0 | . | . | . | . | 0 | . | . | . | . | 0 | . | . | . | . | 0 | . | . | . | . | 0 | . | . | . | . | 0 | . | . | . | . | 0 | . | . | . | . | 0 | 0.9 | . | . | . | 0.9 | 70 | . | . | . | 70 | 1.1 | . | . | . | 1.1 | . | . | . | . | 0 | . | . | . | . | 0 | . | . | . | . | 0 | . | . | . | . | 0 | . | . | . | . | 0 | . | . | . | . | 0 | 8 | 0 | 0 | 0 | 8 | 900 | 0 | 0 | 0 | 900 | 0 | 0 | 0 | 0 | 0
2023 | TX | 7559 | Grayson-Collin Elec Coop, Inc | ERCO | AC | 28.076 | . | . | . | 28.076 | 2665 | . | . | . | 2665 | . | . | . | . | 0 | . | . | . | . | 0 | . | . | . | . | 0 | . | . | . | . | 0 | . | . | . | . | 0 | . | . | . | . | 0 | . | . | . | . | 0 | . | . | . | . | 0 | . | . | . | . | 0 | . | . | . | . | 0 | . | . | . | . | 0 | 0.09 | . | . | . | 0.09 | 21 | . | . | . | 21 | . | . | . | . | 0 | . | . | . | . | 0 | . | . | . | . | 0 | . | . | . | . | 0 | 28.166 | 0 | 0 | 0 | 28.166 | 2686 | 0 | 0 | 0 | 2686 | 0 | 0 | 0 | 0 | 0
2023 | TX | 7752 | Guadalupe Valley Elec Coop Inc | ERCO | AC | 30.781 | 0.472 | . | . | 31.253 | 3932 | 28 | . | . | 3960 | 14250.14 | 0.154 | . | . | 14250.294 | . | . | . | . | 0 | . | . | . | . | 0 | . | . | . | . | 0 | . | . | . | . | 0 | . | . | . | . | 0 | . | . | . | . | 0 | . | . | . | . | 0 | . | . | . | . | 0 | . | . | . | . | 0 | . | . | . | . | 0 | 0.015 | . | . | . | 0.015 | 3 | . | . | . | 3 | 0.461 | . | . | . | 0.461 | . | . | . | . | 0 | . | . | . | . | 0 | . | . | . | . | 0 | 30.796 | 0.472 | 0 | 0 | 31.268 | 3935 | 28 | 0 | 0 | 3963 | 14250.601 | 0.154 | 0 | 0 | 14250.755
2023 | TX | 7979 | Hamilton County Elec Coop Assn | ERCO | DC | 4.7 | 0.472 | . | . | 5.172 | 442 | 5 | . | . | 447 | . | . | . | . | 0 | . | . | . | . | 0 | . | . | . | . | 0 | . | . | . | . | 0 | . | . | . | . | 0 | . | . | . | . | 0 | . | . | . | . | 0 | . | . | . | . | 0 | . | . | . | . | 0 | . | . | . | . | 0 | . | . | . | . | 0 | 0.048 | . | . | . | 0.048 | 10 | . | . | . | 10 | . | . | . | . | 0 | . | . | . | . | 0 | . | . | . | . | 0 | . | . | . | . | 0 | 4.748 | 0.472 | 0 | 0 | 5.22 | 452 | 5 | 0 | 0 | 457 | 0 | 0 | 0 | 0 | 0
2023 | TX | 8620 | HILCO Electric Cooperative, Inc. | ERCO | AC | 11.778 | . | . | . | 11.778 | 1202 | . | . | . | 1202 | . | . | . | . | 0 | . | . | . | . | 0 | . | . | . | . | 0 | . | . | . | . | 0 | . | . | . | . | 0 | . | . | . | . | 0 | . | . | . | . | 0 | . | . | . | . | 0 | . | . | . | . | 0 | . | . | . | . | 0 | . | . | . | . | 0 | 0.039 | . | . | . | 0.039 | 18 | . | . | . | 18 | . | . | . | . | 0 | . | . | . | . | 0 | . | . | . | . | 0 | . | . | . | . | 0 | 11.817 | 0 | 0 | 0 | 11.817 | 1220 | 0 | 0 | 0 | 1220 | 0 | 0 | 0 | 0 | 0
2023 | TX | 9590 | Jackson Electric Coop, Inc - (TX) | ERCO | AC | 0.674 | . | . | . | 0.674 | 66 | . | . | . | 66 | . | . | . | . | 0 | . | . | . | . | 0 | . | . | . | . | 0 | . | . | . | . | 0 | . | . | . | . | 0 | . | . | . | . | 0 | . | . | . | . | 0 | . | . | . | . | 0 | . | . | . | . | 0 | . | . | . | . | 0 | . | . | . | . | 0 | . | . | . | . | 0 | . | . | . | . | 0 | . | . | . | . | 0 | . | . | . | . | 0 | . | . | . | . | 0 | . | . | . | . | 0 | 0.674 | 0 | 0 | 0 | 0.674 | 66 | 0 | 0 | 0 | 66 | 0 | 0 | 0 | 0 | 0
2023 | TX | 9668 | Jasper-Newton Elec Coop, Inc | MISO | AC | 0.675 | 0.018 | 0 | 0 | 0.693 | 93 | 1 | 0 | 0 | 94 | . | . | . | . | 0 | . | . | . | . | 0 | . | . | . | . | 0 | . | . | . | . | 0 | . | . | . | . | 0 | . | . | . | . | 0 | . | . | . | . | 0 | . | . | . | . | 0 | . | . | . | . | 0 | . | . | . | . | 0 | . | . | . | . | 0 | . | . | . | . | 0 | . | . | . | . | 0 | . | . | . | . | 0 | . | . | . | . | 0 | . | . | . | . | 0 | . | . | . | . | 0 | 0.675 | 0.018 | 0 | 0 | 0.693 | 93 | 1 | 0 | 0 | 94 | 0 | 0 | 0 | 0 | 0
2023 | TX | 10009 | Karnes Electric Coop Inc | ERCO | AC | 1.341 | 0.267 | . | . | 1.608 | 121 | 4 | . | . | 125 | . | . | . | . | 0 | . | . | . | . | 0 | . | . | . | . | 0 | . | . | . | . | 0 | . | . | . | . | 0 | . | . | . | . | 0 | . | . | . | . | 0 | . | . | . | . | 0 | . | . | . | . | 0 | . | . | . | . | 0 | . | . | . | . | 0 | 0.022 | 0.002 | . | . | 0.024 | 6 | 1 | . | . | 7 | . | . | . | . | 0 | . | . | . | . | 0 | . | . | . | . | 0 | . | . | . | . | 0 | 1.363 | 0.269 | 0 | 0 | 1.632 | 127 | 5 | 0 | 0 | 132 | 0 | 0 | 0 | 0 | 0
2023 | TX | 11014 | Lighthouse Electric Coop, Inc | ERCO | AC | 0.25 | . | . | . | 0.25 | 15 | . | . | . | 15 | . | . | . | . | 0 | . | . | . | . | 0 | . | . | . | . | 0 | . | . | . | . | 0 | . | . | . | . | 0 | . | . | . | . | 0 | . | . | . | . | 0 | . | . | . | . | 0 | . | . | . | . | 0 | . | . | . | . | 0 | . | . | . | . | 0 | 0.01 | . | . | . | 0.01 | 1 | . | . | . | 1 | . | . | . | . | 0 | . | . | . | . | 0 | . | . | . | . | 0 | . | . | . | . | 0 | 0.26 | 0 | 0 | 0 | 0.26 | 16 | 0 | 0 | 0 | 16 | 0 | 0 | 0 | 0 | 0
2023 | TX | 11292 | City of Lubbock - (TX) | ERCO | AC | 12.2 | 0.15 | . | . | 12.35 | 1652 | 7 | . | . | 1659 | . | . | . | . | 0 | . | . | . | . | 0 | . | . | . | . | 0 | . | . | . | . | 0 | . | . | . | . | 0 | . | . | . | . | 0 | . | . | . | . | 0 | . | . | . | . | 0 | . | . | . | . | 0 | . | . | . | . | 0 | . | . | . | . | 0 | . | . | . | . | 0 | . | . | . | . | 0 | . | . | . | . | 0 | . | . | . | . | 0 | . | . | . | . | 0 | . | . | . | . | 0 | 12.2 | 0.15 | 0 | 0 | 12.35 | 1652 | 7 | 0 | 0 | 1659 | 0 | 0 | 0 | 0 | 0
2023 | TX | 11501 | Magic Valley Electric Coop Inc | ERCO | AC | 15.898 | 1.012 | . | . | 16.91 | 1905 | 62 | . | . | 1967 | . | . | . | . | 0 | . | . | . | . | 0 | . | . | . | . | 0 | . | . | . | . | 0 | . | . | . | . | 0 | . | . | . | . | 0 | . | . | . | . | 0 | . | . | . | . | 0 | . | . | . | . | 0 | . | . | . | . | 0 | . | . | . | . | 0 | 0.011 | 0.033 | . | . | 0.044 | 4 | 6 | . | . | 10 | . | . | . | . | 0 | . | . | . | . | 0 | . | . | . | . | 0 | . | . | . | . | 0 | 15.909 | 1.045 | 0 | 0 | 16.954 | 1909 | 68 | 0 | 0 | 1977 | 0 | 0 | 0 | 0 | 0
2023 | TX | 12268 | Medina Electric Coop, Inc | ERCO | AC | 3.391 | . | . | . | 3.391 | 302 | . | . | . | 302 | . | . | . | . | 0 | . | . | . | . | 0 | . | . | . | . | 0 | . | . | . | . | 0 | . | . | . | . | 0 | . | . | . | . | 0 | . | . | . | . | 0 | . | . | . | . | 0 | . | . | . | . | 0 | . | . | . | . | 0 | . | . | . | . | 0 | 0.084 | . | . | . | 0.084 | 27 | . | . | . | 27 | . | . | . | . | 0 | . | . | . | . | 0 | . | . | . | . | 0 | . | . | . | . | 0 | 3.475 | 0 | 0 | 0 | 3.475 | 329 | 0 | 0 | 0 | 329 | 0 | 0 | 0 | 0 | 0
2023 | TX | 12452 | Mid-South Electric Coop Assn | ERCO | AC | 4.66 | 0.06 | . | . | 4.72 | 409 | 4 | . | . | 413 | . | . | . | . | 0 | . | . | . | . | 0 | . | . | . | . | 0 | 1.944 | . | . | . | 1.944 | 395 | . | . | . | 395 | . | . | . | . | 0 | . | . | . | . | 0 | . | . | . | . | 0 | . | . | . | . | 0 | . | . | . | . | 0 | . | . | . | . | 0 | . | . | . | . | 0 | . | . | . | . | 0 | . | . | . | . | 0 | . | . | . | . | 0 | . | . | . | . | 0 | . | . | . | . | 0 | 6.604 | 0.06 | 0 | 0 | 6.664 | 804 | 4 | 0 | 0 | 808 | 0 | 0 | 0 | 0 | 0
2023 | TX | 13332 | Navarro County Elec Coop, Inc | ERCO | AC | 3.372 | 0.002 | . | . | 3.374 | 302 | 1 | . | . | 303 | . | . | . | . | 0 | . | . | . | . | 0 | . | . | . | . | 0 | . | . | . | . | 0 | . | . | . | . | 0 | . | . | . | . | 0 | . | . | . | . | 0 | . | . | . | . | 0 | . | . | . | . | 0 | . | . | . | . | 0 | . | . | . | . | 0 | 0.005 | . | . | . | 0.005 | 4 | . | . | . | 4 | . | . | . | . | 0 | . | . | . | . | 0 | . | . | . | . | 0 | . | . | . | . | 0 | 3.377 | 0.002 | 0 | 0 | 3.379 | 306 | 1 | 0 | 0 | 307 | 0 | 0 | 0 | 0 | 0
2023 | TX | 13418 | City of New Braunfels - (TX) | ERCO | AC | 6.815 | 1.601 | . | . | 8.416 | 999 | 12 | . | . | 1011 | . | . | . | . | 0 | . | . | . | . | 0 | . | . | . | . | 0 | . | . | . | . | 0 | . | . | . | . | 0 | 0.256 | . | . | . | 0.256 | 42 | . | . | . | 42 | 0.692 | . | . | . | 0.692 | . | . | . | . | 0 | . | . | . | . | 0 | . | . | . | . | 0 | 0.002 | . | . | . | 0.002 | 1 | . | . | . | 1 | . | . | . | . | 0 | . | . | . | . | 0 | . | . | . | . | 0 | . | . | . | . | 0 | 6.817 | 1.601 | 0 | 0 | 8.418 | 1000 | 12 | 0 | 0 | 1012 | 0 | 0 | 0 | 0 | 0
2023 | TX | 13757 | North Plains Electric Coop Inc | SWPP | AC | 0.073 | . | . | . | 0.073 | 9 | . | . | . | 9 | . | . | . | . | 0 | . | . | . | . | 0 | . | . | . | . | 0 | . | . | . | . | 0 | . | . | . | . | 0 | . | . | . | . | 0 | . | . | . | . | 0 | . | . | . | . | 0 | . | . | . | . | 0 | . | . | . | . | 0 | . | . | . | . | 0 | . | . | . | . | 0 | . | . | . | . | 0 | . | . | . | . | 0 | . | . | . | . | 0 | . | . | . | . | 0 | . | . | . | . | 0 | 0.073 | 0 | 0 | 0 | 0.073 | 9 | 0 | 0 | 0 | 9 | 0 | 0 | 0 | 0 | 0
2023 | TX | 14626 | Pedernales Electric Coop, Inc | ERCO | DC | 84.803 | 3.403 | . | . | 88.206 | 10385 | 87 | . | . | 10472 | . | . | . | . | 0 | . | . | . | . | 0 | . | . | . | . | 0 | . | . | . | . | 0 | . | . | . | . | 0 | 5.418 | 0.007 | . | . | 5.425 | 512 | 2 | . | . | 514 | . | . | . | . | 0 | 0.247 | . | . | . | 0.247 | 22 | . | . | . | 22 | . | . | . | . | 0 | 0.01 | . | . | . | 0.01 | 4 | . | . | . | 4 | . | . | . | . | 0 | . | . | . | . | 0 | . | . | . | . | 0 | . | . | . | . | 0 | 84.813 | 3.403 | 0 | 0 | 88.216 | 10389 | 87 | 0 | 0 | 10476 | 0 | 0 | 0 | 0 | 0
2023 | TX | 16057 | Rio Grande Electric Coop, Inc | ERCO | DC | 1.414 | 0.099 | 0.05 | 0 | 1.563 | 93 | 4 | 2 | 0 | 99 | 24.628 | 1.171 | 0.005 | 0 | 25.804 | . | . | . | . | 0 | . | . | . | . | 0 | . | . | . | . | 0 | . | . | . | . | 0 | . | . | . | . | 0 | . | . | . | . | 0 | . | . | . | . | 0 | . | . | . | . | 0 | . | . | . | . | 0 | . | . | . | . | 0 | 0.008 | . | . | . | 0.008 | 3 | . | . | . | 3 | 0 | . | . | . | 0 | . | . | . | . | 0 | . | . | . | . | 0 | . | . | . | . | 0 | 1.422 | 0.099 | 0.05 | 0 | 1.571 | 96 | 4 | 2 | 0 | 102 | 24.628 | 1.171 | 0.005 | 0 | 25.804
2023 | TX | 16063 | Rita Blanca Electric Coop, Inc | SWPP | AC | 0.086 | . | . | . | 0.086 | 8 | . | . | . | 8 | . | . | . | . | 0 | . | . | . | . | 0 | . | . | . | . | 0 | . | . | . | . | 0 | . | . | . | . | 0 | . | . | . | . | 0 | . | . | . | . | 0 | . | . | . | . | 0 | . | . | . | . | 0 | . | . | . | . | 0 | . | . | . | . | 0 | . | . | . | . | 0 | . | . | . | . | 0 | . | . | . | . | 0 | . | . | . | . | 0 | . | . | . | . | 0 | . | . | . | . | 0 | 0.086 | 0 | 0 | 0 | 0.086 | 8 | 0 | 0 | 0 | 8 | 0 | 0 | 0 | 0 | 0
2023 | TX | 16146 | Navasota Valley Elec Coop, Inc | ERCO | DC | 1.965 | 0.278 | . | . | 2.243 | 194 | 4 | . | . | 198 | . | . | . | . | 0 | . | . | . | . | 0 | . | . | . | . | 0 | . | . | . | . | 0 | . | . | . | . | 0 | . | . | . | . | 0 | . | . | . | . | 0 | . | . | . | . | 0 | . | . | . | . | 0 | . | . | . | . | 0 | . | . | . | . | 0 | 0.013 | . | . | . | 0.013 | 6 | . | . | . | 6 | . | . | . | . | 0 | 0.338 | 0.073 | . | . | 0.411 | 60 | 2 | . | . | 62 | . | . | . | . | 0 | 2.316 | 0.351 | 0 | 0 | 2.667 | 260 | 6 | 0 | 0 | 266 | 0 | 0 | 0 | 0 | 0
2023 | TX | 16461 | Rusk County Electric Coop, Inc | SWPP | AC | 1.504 | . | . | . | 1.504 | 139 | . | . | . | 139 | 678.018 | . | . | . | 678.018 | . | . | . | . | 0 | . | . | . | . | 0 | . | . | . | . | 0 | . | . | . | . | 0 | . | . | . | . | 0 | . | . | . | . | 0 | . | . | . | . | 0 | . | . | . | . | 0 | . | . | . | . | 0 | . | . | . | . | 0 | 0.016 | . | . | . | 0.016 | 1 | . | . | . | 1 | 4.345 | . | . | . | 4.345 | . | . | . | . | 0 | . | . | . | . | 0 | . | . | . | . | 0 | 1.52 | 0 | 0 | 0 | 1.52 | 140 | 0 | 0 | 0 | 140 | 682.363 | 0 | 0 | 0 | 682.363
2023 | TX | 16604 | City of San Antonio - (TX) | ERCO | DC | 365.824 | 117.611 | . | . | 483.435 | 43084 | 854 | . | . | 43938 | . | . | . | . | 0 | . | . | . | . | 0 | . | . | . | . | 0 | . | . | . | . | 0 | . | . | . | . | 0 | . | . | . | . | 0 | . | . | . | . | 0 | . | . | . | . | 0 | . | . | . | . | 0 | . | . | . | . | 0 | . | . | . | . | 0 | . | . | . | . | 0 | . | . | . | . | 0 | . | . | . | . | 0 | . | . | . | . | 0 | . | . | . | . | 0 | . | . | . | . | 0 | 365.824 | 117.611 | 0 | 0 | 483.435 | 43084 | 854 | 0 | 0 | 43938 | 0 | 0 | 0 | 0 | 0
2023 | TX | 16627 | San Patricio Electric Coop Inc | ERCO | AC | 0.772 | . | . | . | 0.772 | 77 | . | . | . | 77 | . | . | . | . | 0 | . | . | . | . | 0 | . | . | . | . | 0 | . | . | . | . | 0 | . | . | . | . | 0 | . | . | . | . | 0 | . | . | . | . | 0 | . | . | . | . | 0 | . | . | . | . | 0 | . | . | . | . | 0 | . | . | . | . | 0 | 0.001 | . | . | . | 0.001 | 1 | . | . | . | 1 | . | . | . | . | 0 | . | . | . | . | 0 | . | . | . | . | 0 | . | . | . | . | 0 | 0.773 | 0 | 0 | 0 | 0.773 | 78 | 0 | 0 | 0 | 78 | 0 | 0 | 0 | 0 | 0
2023 | TX | 16638 | San Bernard Electric Coop, Inc | ERCO | AC | . | . | . | . | 0 | . | . | . | . | 0 | . | . | . | . | 0 | . | . | . | . | 0 | . | . | . | . | 0 | 4.076 | . | . | . | 4.076 | 335 | . | . | . | 335 | . | . | . | . | 0 | . | . | . | . | 0 | . | . | . | . | 0 | . | . | . | . | 0 | . | . | . | . | 0 | . | . | . | . | 0 | 0.007 | . | . | . | 0.007 | 2 | . | . | . | 2 | . | . | . | . | 0 | . | . | . | . | 0 | . | . | . | . | 0 | . | . | . | . | 0 | 4.083 | 0 | 0 | 0 | 4.083 | 337 | 0 | 0 | 0 | 337 | 0 | 0 | 0 | 0 | 0
2023 | TX | 17561 | South Plains Electric Coop Inc | ERCO | DC | 0.15 | . | . | . | 0.15 | 15 | . | . | . | 15 | . | . | . | . | 0 | . | . | . | . | 0 | . | . | . | . | 0 | . | . | . | . | 0 | . | . | . | . | 0 | . | . | . | . | 0 | . | . | . | . | 0 | . | . | . | . | 0 | . | . | . | . | 0 | . | . | . | . | 0 | . | . | . | . | 0 | . | . | . | . | 0 | . | . | . | . | 0 | . | . | . | . | 0 | . | . | . | . | 0 | . | . | . | . | 0 | . | . | . | . | 0 | 0.15 | 0 | 0 | 0 | 0.15 | 15 | 0 | 0 | 0 | 15 | 0 | 0 | 0 | 0 | 0
2023 | TX | 17561 | South Plains Electric Coop Inc | SWPP | DC | 0.914 | 0.02 | . | . | 0.934 | 925 | 7 | . | . | 932 | . | . | . | . | 0 | . | . | . | . | 0 | . | . | . | . | 0 | . | . | . | . | 0 | . | . | . | . | 0 | . | . | . | . | 0 | . | . | . | . | 0 | . | . | . | . | 0 | . | . | . | . | 0 | . | . | . | . | 0 | . | . | . | . | 0 | . | . | . | . | 0 | . | . | . | . | 0 | . | . | . | . | 0 | . | . | . | . | 0 | . | . | . | . | 0 | . | . | . | . | 0 | 0.914 | 0.02 | 0 | 0 | 0.934 | 925 | 7 | 0 | 0 | 932 | 0 | 0 | 0 | 0 | 0
2023 | TX | 17671 | Southwest Arkansas E C C | MISO | AC | 0.038 | . | . | . | 0.038 | 4 | . | . | . | 4 | . | . | . | . | 0 | . | . | . | . | 0 | . | . | . | . | 0 | . | . | . | . | 0 | . | . | . | . | 0 | . | . | . | . | 0 | . | . | . | . | 0 | . | . | . | . | 0 | . | . | . | . | 0 | . | . | . | . | 0 | . | . | . | . | 0 | . | . | . | . | 0 | . | . | . | . | 0 | . | . | . | . | 0 | . | . | . | . | 0 | . | . | . | . | 0 | . | . | . | . | 0 | 0.038 | 0 | 0 | 0 | 0.038 | 4 | 0 | 0 | 0 | 4 | 0 | 0 | 0 | 0 | 0
2023 | TX | 18976 | Trinity Valley Elec Coop Inc | ERCO | AC | 15.126 | 0.165 | . | . | 15.291 | 1551 | 4 | . | . | 1555 | 8984.099 | 15.88 | . | . | 8999.979 | . | . | . | . | 0 | . | . | . | . | 0 | . | . | . | . | 0 | . | . | . | . | 0 | . | . | . | . | 0 | . | . | . | . | 0 | . | . | . | . | 0 | . | . | . | . | 0 | . | . | . | . | 0 | . | . | . | . | 0 | 0.062 | 0.01 | . | . | 0.072 | 24 | 1 | . | . | 25 | . | . | . | . | 0 | . | . | . | . | 0 | . | . | . | . | 0 | . | . | . | . | 0 | 15.188 | 0.175 | 0 | 0 | 15.363 | 1575 | 5 | 0 | 0 | 1580 | 8984.099 | 15.88 | 0 | 0 | 8999.979
2023 | TX | 19159 | Tri-County Electric Coop, Inc (TX) | ERCO | AC | 24.683 | . | . | . | 24.683 | 2571 | . | . | . | 2571 | . | . | . | . | 0 | . | . | . | . | 0 | . | . | . | . | 0 | . | . | . | . | 0 | . | . | . | . | 0 | 0.763 | . | . | . | 0.763 | 45 | . | . | . | 45 | . | . | . | . | 0 | . | . | . | . | 0 | . | . | . | . | 0 | . | . | . | . | 0 | 0.034 | . | . | . | 0.034 | 33 | . | . | . | 33 | . | . | . | . | 0 | . | . | . | . | 0 | . | . | . | . | 0 | . | . | . | . | 0 | 24.717 | 0 | 0 | 0 | 24.717 | 2604 | 0 | 0 | 0 | 2604 | 0 | 0 | 0 | 0 | 0
2023 | TX | 19160 | Tri-County Electric Coop, Inc (OK) | SWPP | DC | 0.005 | . | . | . | 0.005 | 1 | . | . | . | 1 | . | . | . | . | 0 | . | . | . | . | 0 | . | . | . | . | 0 | 0.002 | . | . | . | 0.002 | 3 | . | . | . | 3 | . | . | . | . | 0 | . | . | . | . | 0 | . | . | . | . | 0 | . | . | . | . | 0 | . | . | . | . | 0 | . | . | . | . | 0 | . | . | . | . | 0 | . | . | . | . | 0 | . | . | . | . | 0 | . | . | . | . | 0 | . | . | . | . | 0 | . | . | . | . | 0 | 0.007 | 0 | 0 | 0 | 0.007 | 4 | 0 | 0 | 0 | 4 | 0 | 0 | 0 | 0 | 0
2023 | TX | 19490 | United Electric Coop Service Inc - (TX) | ERCO | DC | 24.105 | 0.746 | . | . | 24.851 | 2018 | 32 | . | . | 2050 | 13544.565 | 542.336 | . | . | 14086.901 | . | . | . | . | 0 | . | . | . | . | 0 | . | . | . | . | 0 | . | . | . | . | 0 | 1.314 | 0.211 | . | . | 1.525 | 127 | 2 | . | . | 129 | . | . | . | . | 0 | . | . | . | . | 0 | . | . | . | . | 0 | . | . | . | . | 0 | 0.124 | 0.017 | . | . | 0.141 | 32 | 4 | . | . | 36 | 0 | 0 | . | . | 0 | . | . | . | . | 0 | . | . | . | . | 0 | . | . | . | . | 0 | 24.229 | 0.763 | 0 | 0 | 24.992 | 2050 | 36 | 0 | 0 | 2086 | 13544.565 | 542.336 | 0 | 0 | 14086.901
2023 | TX | 19579 | Upshur Rural Elec Coop Corp | SWPP | AC | 3.552 | . | . | . | 3.552 | 338 | . | . | . | 338 | 1908.633 | . | . | . | 1908.633 | . | . | . | . | 0 | . | . | . | . | 0 | . | . | . | . | 0 | . | . | . | . | 0 | . | . | . | . | 0 | . | . | . | . | 0 | . | . | . | . | 0 | . | . | . | . | 0 | . | . | . | . | 0 | . | . | . | . | 0 | . | . | . | . | 0 | . | . | . | . | 0 | . | . | . | . | 0 | . | . | . | . | 0 | . | . | . | . | 0 | . | . | . | . | 0 | 3.552 | 0 | 0 | 0 | 3.552 | 338 | 0 | 0 | 0 | 338 | 1908.633 | 0 | 0 | 0 | 1908.633
2023 | TX | 19806 | Victoria Electric Coop, Inc | ERCO | DC | 1.35 | 0.01 | 0 | 0 | 1.36 | 118 | 1 | 0 | 0 | 119 | 689.131 | 1.4 | 0 | 0 | 690.531 | 0 | 0 | 0 | 0 | 0 | 0 | 0 | 0 | 0 | 0 | 0 | 0 | 0 | 0 | 0 | 0 | 0 | 0 | 0 | 0 | 0 | 0 | 0 | 0 | 0 | 0 | 0 | 0 | 0 | 0 | 0 | 0 | 0 | 0 | 0 | 0 | 19.8 | 0 | 0 | 19.8 | 0 | 2 | 0 | 0 | 2 | 0 | 0 | 0 | 0 | 0 | 0.025 | 0.006 | 0 | 0 | 0.031 | 4 | 1 | 0 | 0 | 5 | 3.139 | 0 | 0 | 0 | 3.139 | 0 | 0 | 0 | 0 | 0 | 0 | 0 | 0 | 0 | 0 | 0 | 0 | 0 | 0 | 0 | 1.375 | 0.016 | 0 | 0 | 1.391 | 122 | 2 | 0 | 0 | 124 | 692.27 | 1.4 | 0 | 0 | 693.67
2023 | TX | 20230 | Weatherford Mun Utility System | ERCO | AC | 1.396 | 0.18 | . | . | 1.576 | 164 | 5 | . | . | 169 | . | . | . | . | 0 | . | . | . | . | 0 | . | . | . | . | 0 | . | . | . | . | 0 | . | . | . | . | 0 | . | . | . | . | 0 | . | . | . | . | 0 | . | . | . | . | 0 | . | . | . | . | 0 | . | . | . | . | 0 | . | . | . | . | 0 | 0.002 | . | . | . | 0.002 | 1 | . | . | . | 1 | . | . | . | . | 0 | . | . | . | . | 0 | . | . | . | . | 0 | . | . | . | . | 0 | 1.398 | 0.18 | 0 | 0 | 1.578 | 165 | 5 | 0 | 0 | 170 | 0 | 0 | 0 | 0 | 0
2023 | TX | 20948 | Wise Electric Coop Inc | ERCO | AC | . | . | . | . | 0 | . | . | . | . | 0 | . | . | . | . | 0 | . | . | . | . | 0 | . | . | . | . | 0 | 7.461 | 0.53 | . | . | 7.991 | 646 | 47 | . | . | 693 | . | . | . | . | 0 | . | . | . | . | 0 | . | . | . | . | 0 | . | . | . | . | 0 | . | . | . | . | 0 | . | . | . | . | 0 | 0.054 | . | . | . | 0.054 | 6 | . | . | . | 6 | . | . | . | . | 0 | . | . | . | . | 0 | . | . | . | . | 0 | . | . | . | . | 0 | 7.515 | 0.53 | 0 | 0 | 8.045 | 652 | 47 | 0 | 0 | 699 | 0 | 0 | 0 | 0 | 0
2023 | TX | 28604 | Kerrville Public Utility Board | ERCO | DC | 1.183 | 5.23 | . | . | 6.413 | 144 | 21 | . | . | 165 | . | . | . | . | 0 | . | . | . | . | 0 | . | . | . | . | 0 | . | . | . | . | 0 | . | . | . | . | 0 | . | . | . | . | 0 | . | . | . | . | 0 | . | . | . | . | 0 | . | . | . | . | 0 | . | . | . | . | 0 | . | . | . | . | 0 | . | . | . | . | 0 | . | . | . | . | 0 | . | . | . | . | 0 | . | . | . | . | 0 | . | . | . | . | 0 | . | . | . | . | 0 | 1.183 | 5.23 | 0 | 0 | 6.413 | 144 | 21 | 0 | 0 | 165 | 0 | 0 | 0 | 0 | 0
2023 | TX | 28978 | City of San Marcos - (TX) | ERCO | DC | 0.67 | 4.081 | . | . | 4.751 | 114 | 13 | . | . | 127 | 294.872 | 375.73 | . | . | 670.602 | . | . | . | . | 0 | . | . | . | . | 0 | . | . | . | . | 0 | . | . | . | . | 0 | . | . | . | . | 0 | . | . | . | . | 0 | . | . | . | . | 0 | . | . | . | . | 0 | . | . | . | . | 0 | . | . | . | . | 0 | . | . | . | . | 0 | . | . | . | . | 0 | . | . | . | . | 0 | . | . | . | . | 0 | . | . | . | . | 0 | . | . | . | . | 0 | 0.67 | 4.081 | 0 | 0 | 4.751 | 114 | 13 | 0 | 0 | 127 | 294.872 | 375.73 | 0 | 0 | 670.602
2023 | TX | 55937 | Entergy Texas Inc. | MISO | DC | 45.953 | 1.031 | 0.236 | . | 47.22 | 4718 | 39 | 11 | . | 4768 | . | . | . | . | 0 | . | . | . | . | 0 | . | . | . | . | 0 | . | . | . | . | 0 | . | . | . | . | 0 | . | . | . | . | 0 | . | . | . | . | 0 | . | . | . | . | 0 | . | . | . | . | 0 | . | . | . | . | 0 | . | . | . | . | 0 | 0.008 | . | . | . | 0.008 | 3 | . | . | . | 3 | . | . | . | . | 0 | . | . | . | . | 0 | . | . | . | . | 0 | . | . | . | . | 0 | 45.961 | 1.031 | 0.236 | 0 | 47.228 | 4721 | 39 | 11 | 0 | 4771 | 0 | 0 | 0 | 0 | 0
2023 | TX | 55982 | Heart of Texas Electric Coop | ERCO | AC | 4.242 | . | . | . | 4.242 | 303 | . | . | . | 303 | . | . | . | . | 0 | . | . | . | . | 0 | . | . | . | . | 0 | . | . | . | . | 0 | . | . | . | . | 0 | . | . | . | . | 0 | . | . | . | . | 0 | . | . | . | . | 0 | . | . | . | . | 0 | . | . | . | . | 0 | . | . | . | . | 0 | 0.027 | . | . | . | 0.027 | 7 | . | . | . | 7 | . | . | . | . | 0 | . | . | . | . | 0 | . | . | . | . | 0 | . | . | . | . | 0 | 4.269 | 0 | 0 | 0 | 4.269 | 310 | 0 | 0 | 0 | 310 | 0 | 0 | 0 | 0 | 0
2023 | TX | 65610 | Ammper Power LLC | ERCO | AC | 0 | 0.2 | 0 | 0 | 0.2 | 0 | 2 | 0 | 0 | 2 | 0 | 22.9 | 0 | 0 | 22.9 | 0 | 0 | 0 | 0 | 0 | 0 | 0 | 0 | 0 | 0 | 0 | 0 | 0 | 0 | 0 | 0 | 0 | 0 | 0 | 0 | 0 | 0 | 0 | 0 | 0 | 0 | 0 | 0 | 0 | 0 | 0 | 0 | 0 | 0 | 0 | 0 | 0 | 0 | 0 | 0 | 0 | 0 | 0 | 0 | 0 | 0 | 0 | 0 | 0 | 0 | 0 | 0 | 0 | 0 | 0 | 0 | 0 | 0 | 0 | 0 | 0 | 0 | 0 | 0 | 0 | 0 | 0.4 | 0 | 0 | 0.4 | 0 | 1 | 0 | 0 | 1 | 0 | 19.53 | 0 | 0 | 19.53 | 0 | 0.6 | 0 | 0 | 0.6 | 0 | 3 | 0 | 0 | 3 | 0 | 42.43 | 0 | 0 | 42.43
2023 | TX | 99999 | State Adjustment | ERCO |  | -96.979 | -23.179 | -0.03 | . | -120.188 | . | . | . | . | . | . | . | . | . | . | . | . | . | . | . | . | . | . | . | . | . | . | . | . | . | . | . | . | . | . | . | . | . | . | . | . | . | . | . | . | . | . | . | . | . | . | . | . | . | . | . | . | . | . | . | . | . | . | . | . | . | . | . | . | . | . | . | . | . | . | . | . | . | . | . | . | . | . | . | . | . | . | . | . | . | . | . | . | . | . | -96.979 | -23.179 | -0.03 | . | -120.188 | . | . | . | . | . | . | . | . | . | .
2023 | TX | 99999 | State Adjustment | MISO |  | -8.014 | -0.18 | -0.041 | . | -8.235 | . | . | . | . | . | . | . | . | . | . | . | . | . | . | . | . | . | . | . | . | . | . | . | . | . | . | . | . | . | . | . | . | . | . | . | . | . | . | . | . | . | . | . | . | . | . | . | . | . | . | . | . | . | . | . | . | . | . | . | . | . | . | . | . | . | . | . | . | . | . | . | . | . | . | . | . | . | . | . | . | . | . | . | . | . | . | . | . | . | . | -8.014 | -0.18 | -0.041 | . | -8.235 | . | . | . | . | . | . | . | . | . | .
2023 | TX | 99999 | State Adjustment | SWPP |  | -0.16 | -0.003 | . | . | -0.164 | . | . | . | . | . | . | . | . | . | . | . | . | . | . | . | . | . | . | . | . | . | . | . | . | . | . | . | . | . | . | . | . | . | . | . | . | . | . | . | . | . | . | . | . | . | . | . | . | . | . | . | . | . | . | . | . | . | . | . | . | . | . | . | . | . | . | . | . | . | . | . | . | . | . | . | . | . | . | . | . | . | . | . | . | . | . | . | . | . | . | -0.16 | -0.003 | . | . | -0.164 | . | . | . | . | . | . | . | . | . | .
2023 | UT | 2010 | City of Bountiful | PACE | DC | 1.787 | 0.086 | . | . | 1.873 | 257 | 6 | . | . | 263 | . | . | . | . | 0 | . | . | . | . | 0 | . | . | . | . | 0 | . | . | . | . | 0 | . | . | . | . | 0 | . | . | . | . | 0 | . | . | . | . | 0 | . | . | . | . | 0 | . | . | . | . | 0 | . | . | . | . | 0 | . | . | . | . | 0 | . | . | . | . | 0 | . | . | . | . | 0 | . | . | . | . | 0 | . | . | . | . | 0 | . | . | . | . | 0 | . | . | . | . | 0 | 1.787 | 0.086 | 0 | 0 | 1.873 | 257 | 6 | 0 | 0 | 263 | 0 | 0 | 0 | 0 | 0
2023 | UT | 5862 | Empire Electric Assn, Inc | WACM | AC | 0.111 | 0.012 | . | . | 0.123 | 21 | 2 | . | . | 23 | . | . | . | . | 0 | . | . | . | . | 0 | . | . | . | . | 0 | . | . | . | . | 0 | . | . | . | . | 0 | . | . | . | . | 0 | . | . | . | . | 0 | . | . | . | . | 0 | . | . | . | . | 0 | . | . | . | . | 0 | . | . | . | . | 0 | . | . | . | . | 0 | . | . | . | . | 0 | . | . | . | . | 0 | . | . | . | . | 0 | . | . | . | . | 0 | . | . | . | . | 0 | 0.111 | 0.012 | 0 | 0 | 0.123 | 21 | 2 | 0 | 0 | 23 | 0 | 0 | 0 | 0 | 0
2023 | UT | 6957 | Garkane Energy Coop, Inc | WACM | DC | 1.724 | 0.804 | 0 | 0 | 2.528 | 212 | 21 | 0 | 0 | 233 | . | . | . | . | 0 | . | . | . | . | 0 | . | . | . | . | 0 | . | . | . | . | 0 | . | . | . | . | 0 | . | . | . | . | 0 | . | . | . | . | 0 | . | . | . | . | 0 | . | . | . | . | 0 | . | . | . | . | 0 | . | . | . | . | 0 | 0.009 | 0.02 | . | . | 0.029 | 2 | 1 | . | . | 3 | . | . | . | . | 0 | . | . | . | . | 0 | . | . | . | . | 0 | . | . | . | . | 0 | 1.733 | 0.824 | 0 | 0 | 2.557 | 214 | 22 | 0 | 0 | 236 | 0 | 0 | 0 | 0 | 0
2023 | UT | 10879 | Lehi City Corporation | PACE | DC | 6.192 | 1.454 | . | . | 7.646 | 872 | 13 | . | . | 885 | . | . | . | . | 0 | . | . | . | . | 0 | . | . | . | . | 0 | . | . | . | . | 0 | . | . | . | . | 0 | . | . | . | . | 0 | . | . | . | . | 0 | . | . | . | . | 0 | . | . | . | . | 0 | . | . | . | . | 0 | . | . | . | . | 0 | . | 0.008 | . | . | 0.008 | . | 3 | . | . | 3 | . | . | . | . | 0 | . | . | . | . | 0 | . | . | . | . | 0 | . | . | . | . | 0 | 6.192 | 1.462 | 0 | 0 | 7.654 | 872 | 16 | 0 | 0 | 888 | 0 | 0 | 0 | 0 | 0
2023 | UT | 11135 | City of Logan - (UT) | PACE | DC | 3.56 | 1.39 | . | . | 4.95 | 457 | 35 | . | . | 492 | . | . | . | . | 0 | . | . | . | . | 0 | . | . | . | . | 0 | . | . | . | . | 0 | . | . | . | . | 0 | . | . | . | . | 0 | . | . | . | . | 0 | . | . | . | . | 0 | . | . | . | . | 0 | . | . | . | . | 0 | . | . | . | . | 0 | . | . | . | . | 0 | . | . | . | . | 0 | . | . | . | . | 0 | . | . | . | . | 0 | . | . | . | . | 0 | . | . | . | . | 0 | 3.56 | 1.39 | 0 | 0 | 4.95 | 457 | 35 | 0 | 0 | 492 | 0 | 0 | 0 | 0 | 0
2023 | UT | 12866 | Moon Lake Electric Assn Inc | WACM | AC | 0.611 | 0.046 | 0 | 0 | 0.657 | 77 | 4 | 0 | 0 | 81 | 0 | 0 | 0 | 0 | 0 | 0 | 0 | 0 | 0 | 0 | 0 | 0 | 0 | 0 | 0 | 0 | 0 | 0 | 0 | 0 | 0 | 0 | 0 | 0 | 0 | . | . | . | . | 0 | . | . | . | . | 0 | . | . | . | . | 0 | . | . | . | . | 0 | . | . | . | . | 0 | . | . | . | . | 0 | . | . | . | . | 0 | . | . | . | . | 0 | . | . | . | . | 0 | . | . | . | . | 0 | . | . | . | . | 0 | . | . | . | . | 0 | 0.611 | 0.046 | 0 | 0 | 0.657 | 77 | 4 | 0 | 0 | 81 | 0 | 0 | 0 | 0 | 0
2023 | UT | 13137 | City of Murray - (UT) | PACE | AC | 2.35 | 0.176 | . | . | 2.526 | 374 | 14 | . | . | 388 | . | . | . | . | 0 | . | . | . | . | 0 | . | . | . | . | 0 | . | . | . | . | 0 | . | . | . | . | 0 | . | . | . | . | 0 | . | . | . | . | 0 | . | . | . | . | 0 | . | . | . | . | 0 | . | . | . | . | 0 | . | . | . | . | 0 | . | . | . | . | 0 | . | . | . | . | 0 | . | . | . | . | 0 | . | . | . | . | 0 | . | . | . | . | 0 | . | . | . | . | 0 | 2.35 | 0.176 | 0 | 0 | 2.526 | 374 | 14 | 0 | 0 | 388 | 0 | 0 | 0 | 0 | 0
2023 | UT | 14354 | PacifiCorp | PACE | DC | 477.799 | 89.346 | 10.376 | 0 | 577.521 | 67618 | 1390 | 100 | 0 | 69108 | . | . | . | . | 0 | . | . | . | . | 0 | . | . | . | . | 0 | . | . | . | . | 0 | . | . | . | . | 0 | 49.708 | 1.411 | 0 | 0 | 51.119 | 5909 | 30 | 0 | 0 | 5939 | 128.156 | 3.242 | 0 | 0 | 131.398 | 0.054 | 0 | 0 | 0 | 0.054 | 5 | 0 | 0 | 0 | 5 | 0.123 | 0 | 0 | 0 | 0.123 | 0.15 | 0.031 | 0 | 0 | 0.181 | 45 | 9 | 0 | 0 | 54 | . | . | . | . | 0 | 0.117 | 0.363 | 0.011 | 0 | 0.491 | 19 | 11 | 2 | 0 | 32 | . | . | . | . | 0 | 478.066 | 89.74 | 10.387 | 0 | 578.193 | 67682 | 1410 | 102 | 0 | 69194 | 0 | 0 | 0 | 0 | 0
2023 | UT | 15444 | Provo City Corp | PACE | AC | 7.92 | 0.477 | 0 | 0 | 8.397 | 1155 | 20 | 0 | 0 | 1175 | 5072.254 | 128.055 | 0 | 0 | 5200.309 | . | . | . | . | 0 | . | . | . | . | 0 | . | . | . | . | 0 | . | . | . | . | 0 | . | . | . | . | 0 | . | . | . | . | 0 | . | . | . | . | 0 | . | . | . | . | 0 | . | . | . | . | 0 | . | . | . | . | 0 | . | . | . | . | 0 | . | . | . | . | 0 | . | . | . | . | 0 | . | . | . | . | 0 | . | . | . | . | 0 | . | . | . | . | 0 | 7.92 | 0.477 | 0 | 0 | 8.397 | 1155 | 20 | 0 | 0 | 1175 | 5072.254 | 128.055 | 0 | 0 | 5200.309
2023 | UT | 17732 | Spanish Fork City Corporation | PACE | DC | 4.248 | 0.056 | . | . | 4.304 | 649 | 5 | . | . | 654 | . | . | . | . | 0 | . | . | . | . | 0 | . | . | . | . | 0 | . | . | . | . | 0 | . | . | . | . | 0 | . | . | . | . | 0 | . | . | . | . | 0 | . | . | . | . | 0 | . | . | . | . | 0 | . | . | . | . | 0 | . | . | . | . | 0 | . | . | . | . | 0 | . | . | . | . | 0 | . | . | . | . | 0 | . | . | . | . | 0 | . | . | . | . | 0 | . | . | . | . | 0 | 4.248 | 0.056 | 0 | 0 | 4.304 | 649 | 5 | 0 | 0 | 654 | 0 | 0 | 0 | 0 | 0
2023 | UT | 17845 | City of Springville - (UT) | PACE | AC | 1.835 | 0.587 | . | . | 2.422 | 279 | 3 | . | . | 282 | . | . | . | . | 0 | . | . | . | . | 0 | . | . | . | . | 0 | . | . | . | . | 0 | . | . | . | . | 0 | . | . | . | . | 0 | . | . | . | . | 0 | . | . | . | . | 0 | . | . | . | . | 0 | . | . | . | . | 0 | . | . | . | . | 0 | 0.003 | . | . | . | 0.003 | 1 | . | . | . | 1 | . | . | . | . | 0 | . | . | . | . | 0 | . | . | . | . | 0 | . | . | . | . | 0 | 1.838 | 0.587 | 0 | 0 | 2.425 | 280 | 3 | 0 | 0 | 283 | 0 | 0 | 0 | 0 | 0
2023 | UT | 17874 | City of St George | PACE | DC | 5.934 | 1.523 | 0 | 0 | 7.457 | 733 | 32 | 0 | 0 | 765 | . | . | . | . | 0 | . | . | . | . | 0 | . | . | . | . | 0 | . | . | . | . | 0 | . | . | . | . | 0 | . | . | . | . | 0 | . | . | . | . | 0 | . | . | . | . | 0 | . | . | . | . | 0 | . | . | . | . | 0 | . | . | . | . | 0 | . | . | . | . | 0 | . | . | . | . | 0 | . | . | . | . | 0 | . | . | . | . | 0 | . | . | . | . | 0 | . | . | . | . | 0 | 5.934 | 1.523 | 0 | 0 | 7.457 | 733 | 32 | 0 | 0 | 765 | 0 | 0 | 0 | 0 | 0
2023 | UT | 18206 | Strawberry Electric Serv Dist | PACE | AC | 1.379 | 0.03 | 0 | 0 | 1.409 | 201 | 3 | 0 | 0 | 204 | 726.393 | 3.764 | 0 | 0 | 730.157 | . | . | . | . | 0 | . | . | . | . | 0 | . | . | . | . | 0 | . | . | . | . | 0 | . | . | . | . | 0 | . | . | . | . | 0 | . | . | . | . | 0 | . | . | . | . | 0 | . | . | . | . | 0 | . | . | . | . | 0 | 0.026 | . | . | . | 0.026 | 10 | . | . | . | 10 | 0 | . | . | . | 0 | . | . | . | . | 0 | . | . | . | . | 0 | . | . | . | . | 0 | 1.405 | 0.03 | 0 | 0 | 1.435 | 211 | 3 | 0 | 0 | 214 | 726.393 | 3.764 | 0 | 0 | 730.157
2023 | UT | 40165 | Dixie Escalante R E A, Inc | PACE | DC | 1.67 | 0.475 | . | . | 2.145 | 185 | 4 | . | . | 189 | 1319.9 | . | . | . | 1319.9 | . | . | . | . | 0 | . | . | . | . | 0 | 0.375 | . | . | . | 0.375 | 21 | . | . | . | 21 | . | . | . | . | 0 | . | . | . | . | 0 | . | . | . | . | 0 | . | . | . | . | 0 | . | . | . | . | 0 | . | . | . | . | 0 | . | . | . | . | 0 | . | . | . | . | 0 | . | . | . | . | 0 | . | . | . | . | 0 | . | . | . | . | 0 | . | . | . | . | 0 | 2.045 | 0.475 | 0 | 0 | 2.52 | 206 | 4 | 0 | 0 | 210 | 1319.9 | 0 | 0 | 0 | 1319.9
2023 | UT | 99999 | State Adjustment | PACE |  | -81.168 | -15.737 | -1.81 | . | -98.714 | . | . | . | . | . | . | . | . | . | . | . | . | . | . | . | . | . | . | . | . | . | . | . | . | . | . | . | . | . | . | . | . | . | . | . | . | . | . | . | . | . | . | . | . | . | . | . | . | . | . | . | . | . | . | . | . | . | . | . | . | . | . | . | . | . | . | . | . | . | . | . | . | . | . | . | . | . | . | . | . | . | . | . | . | . | . | . | . | . | . | -81.168 | -15.737 | -1.81 | . | -98.714 | . | . | . | . | . | . | . | . | . | .
2023 | UT | 99999 | State Adjustment | WACM |  | -0.301 | -0.14 | 0 | . | -0.441 | . | . | . | . | . | . | . | . | . | . | . | . | . | . | . | . | . | . | . | . | . | . | . | . | . | . | . | . | . | . | . | . | . | . | . | . | . | . | . | . | . | . | . | . | . | . | . | . | . | . | . | . | . | . | . | . | . | . | . | . | . | . | . | . | . | . | . | . | . | . | . | . | . | . | . | . | . | . | . | . | . | . | . | . | . | . | . | . | . | . | -0.301 | -0.14 | 0 | . | -0.441 | . | . | . | . | . | . | . | . | . | .
2023 | VA | 84 | A & N Electric Coop | PJM | AC | 1.133 | 0.451 | 0 | 0 | 1.584 | 150 | 27 | 0 | 0 | 177 | 0 | 0 | 0 | 0 | 0 | 0 | 0 | 0 | 0 | 0 | 0 | 0 | 0 | 0 | 0 | 0 | 0 | 0 | 0 | 0 | 0 | 0 | 0 | 0 | 0 | 0 | 0 | 0 | 0 | 0 | 0 | 0 | 0 | 0 | 0 | 0 | 0 | 0 | 0 | 0 | 0 | 0 | 0 | 0 | 0 | 0 | 0 | 0 | 0 | 0 | 0 | 0 | 0 | 0 | 0 | 0.012 | 0.002 | 0 | 0 | 0.014 | 5 | 1 | 0 | 0 | 6 | 0 | 0 | 0 | 0 | 0 | 0 | 0 | 0 | 0 | 0 | 0 | 0 | 0 | 0 | 0 | 0 | 0 | 0 | 0 | 0 | 1.145 | 0.453 | 0 | 0 | 1.598 | 155 | 28 | 0 | 0 | 183 | 0 | 0 | 0 | 0 | 0
2023 | VA | 733 | Appalachian Power Co | PJM | AC | 27.87 | 5.431 | 0.19 | . | 33.491 | 3825 | 158 | 6 | . | 3989 | 17607.236 | 3236.507 | 68.084 | . | 20911.827 | . | . | . | . | 0 | . | . | . | . | 0 | . | 0.945 | . | . | 0.945 | . | 3 | . | . | 3 | 2.912 | 0.09 | . | . | 3.002 | 617 | 10 | . | . | 627 | 6.229 | 0.235 | . | . | 6.464 | . | 0.003 | . | . | 0.003 | . | 1 | . | . | 1 | . | 0.003 | . | . | 0.003 | 0.06 | 0.035 | . | . | 0.095 | 15 | 4 | . | . | 19 | 18.01 | 0.64 | . | . | 18.65 | . | 0.001 | . | . | 0.001 | . | 1 | . | . | 1 | . | 0 | . | . | 0 | 27.93 | 6.412 | 0.19 | 0 | 34.532 | 3840 | 166 | 6 | 0 | 4012 | 17625.246 | 3237.147 | 68.084 | 0 | 20930.477
2023 | VA | 3291 | Central Virginia Electric Coop | PJM | AC | 5.9 | 0.67 | . | . | 6.57 | 759 | 22 | . | . | 781 | . | . | . | . | 0 | . | . | . | . | 0 | . | . | . | . | 0 | . | . | . | . | 0 | . | . | . | . | 0 | . | . | . | . | 0 | . | . | . | . | 0 | . | . | . | . | 0 | . | . | . | . | 0 | . | . | . | . | 0 | . | . | . | . | 0 | 0.01 | . | . | . | 0.01 | 1 | . | . | . | 1 | . | . | . | . | 0 | . | . | . | . | 0 | . | . | . | . | 0 | . | . | . | . | 0 | 5.91 | 0.67 | 0 | 0 | 6.58 | 760 | 22 | 0 | 0 | 782 | 0 | 0 | 0 | 0 | 0
2023 | VA | 4794 | City of Danville - (VA) | PJM | AC | 1.551 | 1.04 | 0 | 0 | 2.591 | 205 | 7 | 0 | 0 | 212 | . | . | . | . | 0 | . | . | . | . | 0 | . | . | . | . | 0 | . | 0.962 | . | . | 0.962 | . | 4 | . | . | 4 | . | . | . | . | 0 | . | . | . | . | 0 | . | . | . | . | 0 | . | . | . | . | 0 | . | . | . | . | 0 | . | . | . | . | 0 | . | . | . | . | 0 | . | . | . | . | 0 | . | . | . | . | 0 | . | . | . | . | 0 | . | . | . | . | 0 | . | . | . | . | 0 | 1.551 | 2.002 | 0 | 0 | 3.553 | 205 | 11 | 0 | 0 | 216 | 0 | 0 | 0 | 0 | 0
2023 | VA | 8198 | City of Harrisonburg - (VA) | PJM | AC | 1.83 | 1.46 | . | . | 3.29 | 283 | 35 | . | . | 318 | 1515.7 | 352.6 | . | . | 1868.3 | . | . | . | . | 0 | . | . | . | . | 0 | . | . | . | . | 0 | . | . | . | . | 0 | . | . | . | . | 0 | . | . | . | . | 0 | . | . | . | . | 0 | . | . | . | . | 0 | . | . | . | . | 0 | . | . | . | . | 0 | . | . | . | . | 0 | . | . | . | . | 0 | . | . | . | . | 0 | . | . | . | . | 0 | . | . | . | . | 0 | . | . | . | . | 0 | 1.83 | 1.46 | 0 | 0 | 3.29 | 283 | 35 | 0 | 0 | 318 | 1515.7 | 352.6 | 0 | 0 | 1868.3
2023 | VA | 10171 | Kentucky Utilities Co | LGEE | DC | 0.489 | 7.044 | 0 | 0 | 7.533 | 56 | 18 | 0 | 0 | 74 | 152.35 | 2054.155 | 0 | . | 2206.505 | . | . | . | . | 0 | . | . | . | . | 0 | . | . | . | . | 0 | . | . | . | . | 0 | 0.114 | 0 | 0 | 0 | 0.114 | 22 | 0 | 0 | 0 | 22 | . | . | . | . | 0 | . | . | . | . | 0 | . | . | . | . | 0 | . | . | . | . | 0 | . | . | . | . | 0 | . | . | . | . | 0 | . | . | . | . | 0 | . | . | . | . | 0 | . | . | . | . | 0 | . | . | . | . | 0 | 0.489 | 7.044 | 0 | 0 | 7.533 | 56 | 18 | 0 | 0 | 74 | 152.35 | 2054.155 | 0 | 0 | 2206.505
2023 | VA | 12260 | Mecklenburg Electric Cooperative | PJM | AC | 1.12 | 0.821 | . | . | 1.941 | 148 | 3 | . | . | 151 | . | . | . | . | 0 | . | . | . | . | 0 | . | . | . | . | 0 | . | . | . | . | 0 | . | . | . | . | 0 | . | . | . | . | 0 | . | . | . | . | 0 | . | . | . | . | 0 | . | . | . | . | 0 | . | . | . | . | 0 | . | . | . | . | 0 | . | . | . | . | 0 | . | . | . | . | 0 | . | . | . | . | 0 | . | . | . | . | 0 | . | . | . | . | 0 | . | . | . | . | 0 | 1.12 | 0.821 | 0 | 0 | 1.941 | 148 | 3 | 0 | 0 | 151 | 0 | 0 | 0 | 0 | 0
2023 | VA | 13640 | Northern Virginia Elec Coop | PJM | AC | 23.73 | 5.77 | 0 | 0 | 29.5 | 2818 | 34 | 0 | 0 | 2852 | 23909.474 | 2566.682 | . | . | 26476.156 | . | . | . | . | 0 | . | . | . | . | 0 | . | . | . | . | 0 | . | . | . | . | 0 | . | . | . | . | 0 | . | . | . | . | 0 | . | . | . | . | 0 | . | . | . | . | 0 | . | . | . | . | 0 | . | . | . | . | 0 | . | . | . | . | 0 | . | . | . | . | 0 | . | . | . | . | 0 | . | . | . | . | 0 | . | . | . | . | 0 | . | . | . | . | 0 | 23.73 | 5.77 | 0 | 0 | 29.5 | 2818 | 34 | 0 | 0 | 2852 | 23909.474 | 2566.682 | 0 | 0 | 26476.156
2023 | VA | 13762 | Northern Neck Elec Coop, Inc | PJM | AC | 2 | 0.016 | . | . | 2.016 | 259 | 4 | . | . | 263 | . | . | . | . | 0 | . | . | . | . | 0 | . | . | . | . | 0 | . | . | . | . | 0 | . | . | . | . | 0 | . | . | . | . | 0 | . | . | . | . | 0 | . | . | . | . | 0 | . | . | . | . | 0 | . | . | . | . | 0 | . | . | . | . | 0 | 0.004 | . | . | . | 0.004 | 2 | . | . | . | 2 | . | . | . | . | 0 | . | . | . | . | 0 | . | . | . | . | 0 | . | . | . | . | 0 | 2.004 | 0.016 | 0 | 0 | 2.02 | 261 | 4 | 0 | 0 | 265 | 0 | 0 | 0 | 0 | 0
2023 | VA | 15410 | Prince George Electric Coop | PJM | AC | 1.1 | . | . | . | 1.1 | 160 | . | . | . | 160 | . | . | . | . | 0 | . | . | . | . | 0 | . | . | . | . | 0 | . | . | . | . | 0 | . | . | . | . | 0 | . | . | . | . | 0 | . | . | . | . | 0 | . | . | . | . | 0 | . | . | . | . | 0 | . | . | . | . | 0 | . | . | . | . | 0 | 0.002 | . | . | . | 0.002 | 1 | . | . | . | 1 | . | . | . | . | 0 | . | . | . | . | 0 | . | . | . | . | 0 | . | . | . | . | 0 | 1.102 | 0 | 0 | 0 | 1.102 | 161 | 0 | 0 | 0 | 161 | 0 | 0 | 0 | 0 | 0
2023 | VA | 16558 | City of Salem - (VA) | PJM | AC | 0.458 | 0.33 | . | . | 0.788 | 75 | 4 | . | . | 79 | . | . | . | . | 0 | . | . | . | . | 0 | . | . | . | . | 0 | . | . | . | . | 0 | . | . | . | . | 0 | . | . | . | . | 0 | . | . | . | . | 0 | . | . | . | . | 0 | . | . | . | . | 0 | . | . | . | . | 0 | . | . | . | . | 0 | . | . | . | . | 0 | . | . | . | . | 0 | . | . | . | . | 0 | . | . | . | . | 0 | . | . | . | . | 0 | . | . | . | . | 0 | 0.458 | 0.33 | 0 | 0 | 0.788 | 75 | 4 | 0 | 0 | 79 | 0 | 0 | 0 | 0 | 0
2023 | VA | 17066 | Shenandoah Valley Elec Coop | PJM | AC | 9.006 | 4.801 | 3.756 | 0 | 17.563 | 1126 | 71 | 23 | 0 | 1220 | . | . | . | . | 0 | . | . | . | . | 0 | . | . | . | . | 0 | . | . | . | . | 0 | . | . | . | . | 0 | . | . | . | . | 0 | . | . | . | . | 0 | . | . | . | . | 0 | . | . | . | . | 0 | . | . | . | . | 0 | . | . | . | . | 0 | 0.034 | . | . | . | 0.034 | 8 | . | . | . | 8 | . | . | . | . | 0 | . | . | . | . | 0 | . | . | . | . | 0 | . | . | . | . | 0 | 9.04 | 4.801 | 3.756 | 0 | 17.597 | 1134 | 71 | 23 | 0 | 1228 | 0 | 0 | 0 | 0 | 0
2023 | VA | 19876 | Virginia Electric & Power Co | PJM | AC | 332.153 | 152.092 | 0.121 | . | 484.366 | 44993 | 1062 | 8 | . | 46063 | . | . | . | . | 0 | . | . | . | . | 0 | . | . | . | . | 0 | . | . | . | . | 0 | . | . | . | . | 0 | . | . | . | . | 0 | . | . | . | . | 0 | . | . | . | . | 0 | . | . | . | . | 0 | . | . | . | . | 0 | . | . | . | . | 0 | 0.078 | 0.112 | . | . | 0.19 | 29 | 10 | . | . | 39 | . | . | . | . | 0 | . | . | . | . | 0 | . | . | . | . | 0 | . | . | . | . | 0 | 332.231 | 152.204 | 0.121 | 0 | 484.556 | 45022 | 1072 | 8 | 0 | 46102 | 0 | 0 | 0 | 0 | 0
2023 | VA | 19882 | Virginia Tech Electric Service | PJM | AC | 0.437 | 0.145 | 0 | 0 | 0.582 | 80 | 5 | 0 | 0 | 85 | 0 | 0 | 0 | 0 | 0 | 0 | 0 | 0 | 0 | 0 | 0 | 0 | 0 | 0 | 0 | 0 | 0 | 0 | 0 | 0 | 0 | 0 | 0 | 0 | 0 | 0 | 0 | 0 | 0 | 0 | 0 | 0 | 0 | 0 | 0 | 0 | 0 | 0 | 0 | 0 | 0 | 0 | 0 | 0 | 0 | 0 | 0 | 0 | 0 | 0 | 0 | 0 | 0 | 0 | 0 | 0 | 0 | 0 | 0 | 0 | 0 | 0 | 0 | 0 | 0 | 0 | 0 | 0 | 0 | 0 | 0 | 0 | 0 | 0 | 0 | 0 | 0 | 0 | 0 | 0 | 0 | 0 | 0 | 0 | 0 | 0.437 | 0.145 | 0 | 0 | 0.582 | 80 | 5 | 0 | 0 | 85 | 0 | 0 | 0 | 0 | 0
2023 | VA | 21244 | Southside Electric Coop, Inc | PJM | DC | 9.825 | . | . | . | 9.825 | 708 | . | . | . | 708 | . | . | . | . | 0 | . | . | . | . | 0 | . | . | . | . | 0 | . | . | . | . | 0 | . | . | . | . | 0 | . | . | . | . | 0 | . | . | . | . | 0 | . | . | . | . | 0 | . | . | . | . | 0 | . | . | . | . | 0 | . | . | . | . | 0 | 0.003 | . | . | . | 0.003 | 1 | . | . | . | 1 | . | . | . | . | 0 | . | . | . | . | 0 | . | . | . | . | 0 | . | . | . | . | 0 | 9.828 | 0 | 0 | 0 | 9.828 | 709 | 0 | 0 | 0 | 709 | 0 | 0 | 0 | 0 | 0
2023 | VA | 40228 | Rappahannock Electric Coop | PJM | AC | 22.403 | 6.069 | . | . | 28.472 | 2870 | 89 | . | . | 2959 | . | . | . | . | 0 | . | . | . | . | 0 | . | . | . | . | 0 | . | . | . | . | 0 | . | . | . | . | 0 | . | . | . | . | 0 | . | . | . | . | 0 | . | . | . | . | 0 | . | . | . | . | 0 | . | . | . | . | 0 | . | . | . | . | 0 | 0.022 | . | . | . | 0.022 | 6 | . | . | . | 6 | . | . | . | . | 0 | . | 0.839 | . | . | 0.839 | . | 1 | . | . | 1 | . | . | . | . | 0 | 22.425 | 6.908 | 0 | 0 | 29.333 | 2876 | 90 | 0 | 0 | 2966 | 0 | 0 | 0 | 0 | 0
2023 | VA | 99999 | State Adjustment | LGEE |  | -0.085 | -1.228 | 0 | . | -1.314 | . | . | . | . | . | . | . | . | . | . | . | . | . | . | . | . | . | . | . | . | . | . | . | . | . | . | . | . | . | . | . | . | . | . | . | . | . | . | . | . | . | . | . | . | . | . | . | . | . | . | . | . | . | . | . | . | . | . | . | . | . | . | . | . | . | . | . | . | . | . | . | . | . | . | . | . | . | . | . | . | . | . | . | . | . | . | . | . | . | . | -0.085 | -1.228 | 0 | . | -1.314 | . | . | . | . | . | . | . | . | . | .
2023 | VA | 99999 | State Adjustment | PJM |  | -0.635 | 0.035 | 0.009 | . | -0.591 | . | . | . | . | . | . | . | . | . | . | . | . | . | . | . | . | . | . | . | . | . | . | . | . | . | . | . | . | . | . | . | . | . | . | . | . | . | . | . | . | . | . | . | . | . | . | . | . | . | . | . | . | . | . | . | . | . | . | . | . | . | . | . | . | . | . | . | . | . | . | . | . | . | . | . | . | . | . | . | . | . | . | . | . | . | . | . | . | . | . | -0.635 | 0.035 | 0.009 | . | -0.591 | . | . | . | . | . | . | . | . | . | .
2023 | VT | 2548 | City of Burlington Electric - (VT) | ISNE | AC | 1.717 | 0.426 | 0.038 | 0 | 2.181 | 316 | 23 | 1 | 0 | 340 | 1184.681 | 3947.223 | . | . | 5131.904 | . | . | . | . | 0 | . | . | . | . | 0 | 0.175 | 3.552 | . | . | 3.727 | 68 | 84 | . | . | 152 | . | . | . | . | 0 | . | . | . | . | 0 | . | . | . | . | 0 | . | . | . | . | 0 | . | . | . | . | 0 | . | . | . | . | 0 | . | 0.01 | . | . | 0.01 | . | 1 | . | . | 1 | . | . | . | . | 0 | . | . | . | . | 0 | . | . | . | . | 0 | . | . | . | . | 0 | 1.892 | 3.988 | 0.038 | 0 | 5.918 | 384 | 108 | 1 | 0 | 493 | 1184.681 | 3947.223 | 0 | 0 | 5131.904
2023 | VT | 7601 | Green Mountain Power Corp | ISNE | AC | 74.577 | 53.68 | 0.197 | . | 128.454 | 6200 | 546 | 4 | . | 6750 | . | . | . | . | 0 | . | . | . | . | 0 | . | . | . | . | 0 | . | . | . | . | 0 | . | . | . | . | 0 | . | . | . | . | 0 | . | . | . | . | 0 | . | . | . | . | 0 | . | . | . | . | 0 | . | . | . | . | 0 | . | . | . | . | 0 | 0.192 | . | . | . | 0.192 | 14 | . | . | . | 14 | . | . | . | . | 0 | 0.916 | 0.22 | . | . | 1.136 | 55 | 2 | . | . | 57 | . | . | . | . | 0 | 75.685 | 53.9 | 0.197 | 0 | 129.782 | 6269 | 548 | 4 | 0 | 6821 | 0 | 0 | 0 | 0 | 0
2023 | VT | 19791 | Vermont Electric Cooperative, Inc | ISNE | AC | 19.611 | 1.634 | 0 | 0 | 21.245 | 2423 | 28 | 0 | 0 | 2451 | . | . | . | . | 0 | . | . | . | . | 0 | . | . | . | . | 0 | 1.666 | 7.256 | 0 | 0 | 8.922 | 108 | 51 | 0 | 0 | 159 | . | . | . | . | 0 | . | . | . | . | 0 | . | . | . | . | 0 | . | . | . | . | 0 | . | . | . | . | 0 | . | . | . | . | 0 | 0.159 | 0.078 | 0 | 0 | 0.237 | 28 | 5 | 0 | 0 | 33 | . | . | . | . | 0 | 0.009 | 0.282 | 0 | 0 | 0.291 | 1 | 2 | 0 | 0 | 3 | . | . | . | . | 0 | 21.445 | 9.25 | 0 | 0 | 30.695 | 2560 | 86 | 0 | 0 | 2646 | 0 | 0 | 0 | 0 | 0
2023 | VT | 20151 | Washington Electric Coop - (VT) | ISNE | AC | 7.359 | 0.085 | . | . | 7.444 | 918 | 8 | . | . | 926 | . | . | . | . | 0 | . | . | . | . | 0 | . | . | . | . | 0 | . | . | . | . | 0 | . | . | . | . | 0 | . | . | . | . | 0 | . | . | . | . | 0 | . | . | . | . | 0 | . | . | . | . | 0 | . | . | . | . | 0 | . | . | . | . | 0 | . | . | . | . | 0 | . | . | . | . | 0 | . | . | . | . | 0 | . | . | . | . | 0 | . | . | . | . | 0 | . | . | . | . | 0 | 7.359 | 0.085 | 0 | 0 | 7.444 | 918 | 8 | 0 | 0 | 926 | 0 | 0 | 0 | 0 | 0
2023 | VT | 99999 | State Adjustment | ISNE |  | 6.124 | 4.027 | 1.152 | . | 11.303 | . | . | . | . | . | . | . | . | . | . | . | . | . | . | . | . | . | . | . | . | . | . | . | . | . | . | . | . | . | . | . | . | . | . | . | . | . | . | . | . | . | . | . | . | . | . | . | . | . | . | . | . | . | . | . | . | . | . | . | . | . | . | . | . | . | . | . | . | . | . | . | . | . | . | . | . | . | . | . | . | . | . | . | . | . | . | . | . | . | . | 6.124 | 4.027 | 1.152 | . | 11.303 | . | . | . | . | . | . | . | . | . | .
2023 | WA | 1579 | PUD No 1 of Benton County | BPAT | AC | 8.675 | 0.442 | . | . | 9.117 | 1036 | 26 | . | . | 1062 | 6486.664 | 166.877 | . | . | 6653.541 | . | . | . | . | 0 | . | . | . | . | 0 | 0.095 | 0.004 | . | . | 0.099 | 144 | 3 | . | . | 147 | . | . | . | . | 0 | . | . | . | . | 0 | . | . | . | . | 0 | . | . | . | . | 0 | . | . | . | . | 0 | . | . | . | . | 0 | 0.005 | 0.003 | . | . | 0.008 | 2 | 1 | . | . | 3 | 0.08 | 0 | . | . | 0.08 | . | . | . | . | 0 | . | . | . | . | 0 | . | . | . | . | 0 | 8.775 | 0.449 | 0 | 0 | 9.224 | 1182 | 30 | 0 | 0 | 1212 | 6486.744 | 166.877 | 0 | 0 | 6653.621
2023 | WA | 1625 | Benton Rural Electric Assn | BPAT | DC | 4.947 | 0.596 | . | . | 5.543 | 442 | 5 | . | . | 447 | . | . | . | . | 0 | . | . | . | . | 0 | . | . | . | . | 0 | . | . | . | . | 0 | . | . | . | . | 0 | . | . | . | . | 0 | . | . | . | . | 0 | . | . | . | . | 0 | . | . | . | . | 0 | . | . | . | . | 0 | . | . | . | . | 0 | . | . | . | . | 0 | . | . | . | . | 0 | . | . | . | . | 0 | . | . | . | . | 0 | . | . | . | . | 0 | . | . | . | . | 0 | 4.947 | 0.596 | 0 | 0 | 5.543 | 442 | 5 | 0 | 0 | 447 | 0 | 0 | 0 | 0 | 0
2023 | WA | 1723 | Big Bend Electric Coop, Inc | BPAT | DC | 0.904 | 0.103 | 0.009 | . | 1.016 | 87 | 4 | 1 | . | 92 | . | . | . | . | 0 | . | . | . | . | 0 | . | . | . | . | 0 | . | . | . | . | 0 | . | . | . | . | 0 | 0.011 | . | . | . | 0.011 | 1 | . | . | . | 1 | . | . | . | . | 0 | . | . | . | . | 0 | . | . | . | . | 0 | . | . | . | . | 0 | . | . | . | . | 0 | . | . | . | . | 0 | . | . | . | . | 0 | . | . | . | . | 0 | . | . | . | . | 0 | . | . | . | . | 0 | 0.904 | 0.103 | 0.009 | 0 | 1.016 | 87 | 4 | 1 | 0 | 92 | 0 | 0 | 0 | 0 | 0
2023 | WA | 3295 | City of Centralia - (WA) | BPAT | AC | 0.903 | 0.211 | . | . | 1.114 | 112 | 4 | . | . | 116 | . | . | . | . | 0 | . | . | . | . | 0 | . | . | . | . | 0 | . | . | . | . | 0 | . | . | . | . | 0 | . | . | . | . | 0 | . | . | . | . | 0 | . | . | . | . | 0 | . | . | . | . | 0 | . | . | . | . | 0 | . | . | . | . | 0 | . | . | . | . | 0 | . | . | . | . | 0 | . | . | . | . | 0 | . | . | . | . | 0 | . | . | . | . | 0 | . | . | . | . | 0 | 0.903 | 0.211 | 0 | 0 | 1.114 | 112 | 4 | 0 | 0 | 116 | 0 | 0 | 0 | 0 | 0
2023 | WA | 3413 | PUD No 1 of Chelan County | CHPD | DC | 0.477 | 0.061 | . | . | 0.538 | 79 | 10 | . | . | 89 | 187.77 | 4.47 | . | . | 192.24 | . | . | . | . | 0 | . | . | . | . | 0 | . | . | . | . | 0 | . | . | . | . | 0 | . | . | . | . | 0 | . | . | . | . | 0 | . | . | . | . | 0 | . | . | . | . | 0 | . | . | . | . | 0 | . | . | . | . | 0 | . | . | . | . | 0 | . | . | . | . | 0 | . | . | . | . | 0 | 0.005 | . | . | . | 0.005 | 1 | . | . | . | 1 | . | . | . | . | 0 | 0.482 | 0.061 | 0 | 0 | 0.543 | 80 | 10 | 0 | 0 | 90 | 187.77 | 4.47 | 0 | 0 | 192.24
2023 | WA | 3644 | PUD No 1 of Clallam County | BPAT | AC | 4.316 | 0.101 | . | . | 4.417 | 562 | 8 | . | . | 570 | . | . | . | . | 0 | . | . | . | . | 0 | . | . | . | . | 0 | 0.031 | . | . | . | 0.031 | 82 | . | . | . | 82 | 0.216 | . | . | . | 0.216 | 19 | . | . | . | 19 | 0.302 | . | . | . | 0.302 | . | . | . | . | 0 | . | . | . | . | 0 | . | . | . | . | 0 | 0.002 | 0.011 | . | . | 0.013 | 1 | 1 | . | . | 2 | . | . | . | . | 0 | 0.045 | . | . | . | 0.045 | 1 | . | . | . | 1 | . | . | . | . | 0 | 4.394 | 0.112 | 0 | 0 | 4.506 | 646 | 9 | 0 | 0 | 655 | 0 | 0 | 0 | 0 | 0
2023 | WA | 3660 | PUD No 1 of Clark County - (WA) | BPAT | AC | 20.002 | 0.914 | . | . | 20.916 | 2759 | 37 | . | . | 2796 | 12506.05 | 505.3 | . | . | 13011.35 | . | . | . | . | 0 | . | . | . | . | 0 | 0.28 | 0.021 | . | . | 0.301 | 643 | 1 | . | . | 644 | 1.28 | 0.007 | . | . | 1.287 | 145 | 1 | . | . | 146 | 3.145 | 0.02 | . | . | 3.165 | 0.03 | . | . | . | 0.03 | 3 | . | . | . | 3 | 0.081 | . | . | . | 0.081 | 0.066 | 0.002 | . | . | 0.068 | 4 | 1 | . | . | 5 | 8.82 | 0 | . | . | 8.82 | 0.016 | . | . | . | 0.016 | 1 | . | . | . | 1 | 7.9 | . | . | . | 7.9 | 20.364 | 0.937 | 0 | 0 | 21.301 | 3407 | 39 | 0 | 0 | 3446 | 12522.77 | 505.3 | 0 | 0 | 13028.07
2023 | WA | 4041 | Columbia Rural Elec Assn, Inc | BPAT | AC | 1.51 | 0.228 | . | . | 1.738 | 170 | 10 | . | . | 180 | . | . | . | . | 0 | . | . | . | . | 0 | . | . | . | . | 0 | . | . | . | . | 0 | . | . | . | . | 0 | . | . | . | . | 0 | . | . | . | . | 0 | . | . | . | . | 0 | . | . | . | . | 0 | . | . | . | . | 0 | . | . | . | . | 0 | 0.004 | . | . | . | 0.004 | 1 | . | . | . | 1 | . | . | . | . | 0 | 0.004 | . | . | . | 0.004 | 1 | . | . | . | 1 | . | . | . | . | 0 | 1.518 | 0.228 | 0 | 0 | 1.746 | 172 | 10 | 0 | 0 | 182 | 0 | 0 | 0 | 0 | 0
2023 | WA | 4442 | PUD No 1 of Cowlitz County | BPAT | AC | 4.556 | 0.012 | . | . | 4.568 | 494 | 1 | . | . | 495 | . | . | . | . | 0 | . | . | . | . | 0 | . | . | . | . | 0 | 0.059 | . | . | . | 0.059 | 78 | . | . | . | 78 | 0.137 | . | . | . | 0.137 | 11 | . | . | . | 11 | 0.176 | . | . | . | 0.176 | . | . | . | . | 0 | . | . | . | . | 0 | . | . | . | . | 0 | 0.007 | . | . | . | 0.007 | 3 | . | . | . | 3 | . | . | . | . | 0 | 0.004 | . | . | . | 0.004 | 1 | . | . | . | 1 | . | . | . | . | 0 | 4.626 | 0.012 | 0 | 0 | 4.638 | 576 | 1 | 0 | 0 | 577 | 0 | 0 | 0 | 0 | 0
2023 | WA | 5326 | PUD No 1 of Douglas County | DOPD | AC | 0.111 | 0.015 | . | . | 0.126 | 18 | 1 | . | . | 19 | . | . | . | . | 0 | . | . | . | . | 0 | . | . | . | . | 0 | . | . | . | . | 0 | . | . | . | . | 0 | . | . | . | . | 0 | . | . | . | . | 0 | . | . | . | . | 0 | . | . | . | . | 0 | . | . | . | . | 0 | . | . | . | . | 0 | . | . | . | . | 0 | . | . | . | . | 0 | . | . | . | . | 0 | . | . | . | . | 0 | . | . | . | . | 0 | . | . | . | . | 0 | 0.111 | 0.015 | 0 | 0 | 0.126 | 18 | 1 | 0 | 0 | 19 | 0 | 0 | 0 | 0 | 0
2023 | WA | 5832 | Elmhurst Mutual Power & Light Co | BPAT | AC | 0.646 | 0.011 | . | . | 0.657 | 79 | 1 | . | . | 80 | . | . | . | . | 0 | . | . | . | . | 0 | . | . | . | . | 0 | . | . | . | . | 0 | . | . | . | . | 0 | . | . | . | . | 0 | . | . | . | . | 0 | . | . | . | . | 0 | . | . | . | . | 0 | . | . | . | . | 0 | . | . | . | . | 0 | . | . | . | . | 0 | . | . | . | . | 0 | . | . | . | . | 0 | . | . | . | . | 0 | . | . | . | . | 0 | . | . | . | . | 0 | 0.646 | 0.011 | 0 | 0 | 0.657 | 79 | 1 | 0 | 0 | 80 | 0 | 0 | 0 | 0 | 0
2023 | WA | 6149 | City of Ellensburg - (WA) | BPAT | AC | 1.62 | 0.82 | . | . | 2.44 | 163 | 21 | . | . | 184 | . | . | . | . | 0 | . | . | . | . | 0 | . | . | . | . | 0 | . | . | . | . | 0 | . | . | . | . | 0 | . | . | . | . | 0 | . | . | . | . | 0 | . | . | . | . | 0 | . | . | . | . | 0 | . | . | . | . | 0 | . | . | . | . | 0 | . | . | . | . | 0 | . | . | . | . | 0 | . | . | . | . | 0 | . | . | . | . | 0 | . | . | . | . | 0 | . | . | . | . | 0 | 1.62 | 0.82 | 0 | 0 | 2.44 | 163 | 21 | 0 | 0 | 184 | 0 | 0 | 0 | 0 | 0
2023 | WA | 6716 | PUD No 1 of Franklin County | BPAT | AC | 6.239 | 0.386 | . | . | 6.625 | 807 | 8 | . | . | 815 | . | . | . | . | 0 | . | . | . | . | 0 | . | . | . | . | 0 | . | 0.069 | . | . | 0.069 | . | 117 | . | . | 117 | . | . | . | . | 0 | . | . | . | . | 0 | . | . | . | . | 0 | . | . | . | . | 0 | . | . | . | . | 0 | . | . | . | . | 0 | . | . | . | . | 0 | . | . | . | . | 0 | . | . | . | . | 0 | . | . | . | . | 0 | . | . | . | . | 0 | . | . | . | . | 0 | 6.239 | 0.455 | 0 | 0 | 6.694 | 807 | 125 | 0 | 0 | 932 | 0 | 0 | 0 | 0 | 0
2023 | WA | 7548 | PUD No 1 of Grays Harbor County | BPAT | AC | 2.193 | 0.223 | . | . | 2.416 | 280 | 10 | . | . | 290 | . | . | . | . | 0 | . | . | . | . | 0 | . | . | . | . | 0 | . | . | . | . | 0 | . | . | . | . | 0 | . | . | . | . | 0 | . | . | . | . | 0 | . | . | . | . | 0 | . | . | . | . | 0 | . | . | . | . | 0 | . | . | . | . | 0 | 0.002 | . | . | . | 0.002 | 1 | . | . | . | 1 | . | . | . | . | 0 | . | . | . | . | 0 | . | . | . | . | 0 | . | . | . | . | 0 | 2.195 | 0.223 | 0 | 0 | 2.418 | 281 | 10 | 0 | 0 | 291 | 0 | 0 | 0 | 0 | 0
2023 | WA | 8699 | Inland Power & Light Company | BPAT | AC | 4.635 | 0.074 | . | . | 4.709 | 493 | 8 | . | . | 501 | . | . | . | . | 0 | . | . | . | . | 0 | . | . | . | . | 0 | 0.498 | . | . | . | 0.498 | 138 | . | . | . | 138 | . | . | . | . | 0 | . | . | . | . | 0 | . | . | . | . | 0 | . | . | . | . | 0 | . | . | . | . | 0 | . | . | . | . | 0 | 0.018 | . | . | . | 0.018 | 8 | . | . | . | 8 | . | . | . | . | 0 | . | 0.001 | . | . | 0.001 | . | 1 | . | . | 1 | . | . | . | . | 0 | 5.151 | 0.075 | 0 | 0 | 5.226 | 639 | 9 | 0 | 0 | 648 | 0 | 0 | 0 | 0 | 0
2023 | WA | 10393 | PUD No 1 of Klickitat County | BPAT | AC | 2.443 | 0.126 | . | . | 2.569 | 307 | 9 | . | . | 316 | . | . | . | . | 0 | . | . | . | . | 0 | . | . | . | . | 0 | . | . | . | . | 0 | . | . | . | . | 0 | 0.16 | . | . | . | 0.16 | 9 | . | . | . | 9 | . | . | . | . | 0 | . | . | . | . | 0 | . | . | . | . | 0 | . | . | . | . | 0 | 0.027 | 0.001 | . | . | 0.028 | 6 | 1 | . | . | 7 | . | . | . | . | 0 | 0.007 | . | . | . | 0.007 | 2 | . | . | . | 2 | . | . | . | . | 0 | 2.477 | 0.127 | 0 | 0 | 2.604 | 315 | 10 | 0 | 0 | 325 | 0 | 0 | 0 | 0 | 0
2023 | WA | 10627 | Lakeview Light & Power | BPAT | AC | 0.179 | . | . | . | 0.179 | 17 | . | . | . | 17 | . | . | . | . | 0 | . | . | . | . | 0 | . | . | . | . | 0 | . | . | . | . | 0 | . | . | . | . | 0 | . | . | . | . | 0 | . | . | . | . | 0 | . | . | . | . | 0 | . | . | . | . | 0 | . | . | . | . | 0 | . | . | . | . | 0 | . | . | . | . | 0 | . | . | . | . | 0 | . | . | . | . | 0 | . | . | . | . | 0 | . | . | . | . | 0 | . | . | . | . | 0 | 0.179 | 0 | 0 | 0 | 0.179 | 17 | 0 | 0 | 0 | 17 | 0 | 0 | 0 | 0 | 0
2023 | WA | 10944 | PUD No 1 of Lewis County | BPAT | AC | 2.2 | 0.194 | . | . | 2.394 | 275 | 4 | . | . | 279 | . | . | . | . | 0 | . | . | . | . | 0 | . | . | . | . | 0 | . | . | . | . | 0 | . | . | . | . | 0 | . | . | . | . | 0 | . | . | . | . | 0 | . | . | . | . | 0 | . | . | . | . | 0 | . | . | . | . | 0 | . | . | . | . | 0 | . | . | . | . | 0 | . | . | . | . | 0 | . | . | . | . | 0 | . | . | . | . | 0 | . | . | . | . | 0 | . | . | . | . | 0 | 2.2 | 0.194 | 0 | 0 | 2.394 | 275 | 4 | 0 | 0 | 279 | 0 | 0 | 0 | 0 | 0
2023 | WA | 12744 | Modern Electric Water Company | AVA | AC | 0.184 | 0.064 | . | . | 0.248 | 28 | 3 | . | . | 31 | . | . | . | . | 0 | . | . | . | . | 0 | . | . | . | . | 0 | . | . | . | . | 0 | . | . | . | . | 0 | 0.016 | 0.008 | . | . | 0.024 | 3 | 1 | . | . | 4 | 0.034 | 0.027 | . | . | 0.061 | . | . | . | . | 0 | . | . | . | . | 0 | . | . | . | . | 0 | . | . | . | . | 0 | . | . | . | . | 0 | . | . | . | . | 0 | . | . | . | . | 0 | . | . | . | . | 0 | . | . | . | . | 0 | 0.184 | 0.064 | 0 | 0 | 0.248 | 28 | 3 | 0 | 0 | 31 | 0 | 0 | 0 | 0 | 0
2023 | WA | 14055 | PUD No 1 of Okanogan County | DOPD | AC | 0.886 | 0.115 | . | . | 1.001 | 108 | 7 | . | . | 115 | 886.7 | 133.8 | . | . | 1020.5 | . | . | . | . | 0 | . | . | . | . | 0 | . | . | . | . | 0 | . | . | . | . | 0 | . | . | . | . | 0 | . | . | . | . | 0 | . | . | . | . | 0 | . | . | . | . | 0 | . | . | . | . | 0 | . | . | . | . | 0 | . | . | . | . | 0 | . | . | . | . | 0 | . | . | . | . | 0 | . | . | . | . | 0 | . | . | . | . | 0 | . | . | . | . | 0 | 0.886 | 0.115 | 0 | 0 | 1.001 | 108 | 7 | 0 | 0 | 115 | 886.7 | 133.8 | 0 | 0 | 1020.5
2023 | WA | 14170 | Orcas Power & Light Coop | BPAT | AC | 5.057 | 0.947 | . | . | 6.004 | 690 | 49 | . | . | 739 | 564.816 | 9.417 | . | . | 574.233 | . | . | . | . | 0 | . | . | . | . | 0 | 0.5 | 0.02 | . | . | 0.52 | 268 | 4 | . | . | 272 | 0.659 | . | . | . | 0.659 | 60 | . | . | . | 60 | 0.952 | . | . | . | 0.952 | . | . | . | . | 0 | . | . | . | . | 0 | . | . | . | . | 0 | 0.01 | . | . | . | 0.01 | 1 | . | . | . | 1 | 0 | . | . | . | 0 | 0.06 | 0.02 | . | . | 0.08 | 1 | 1 | . | . | 2 | 11.76 | . | . | . | 11.76 | 5.627 | 0.987 | 0 | 0 | 6.614 | 960 | 54 | 0 | 0 | 1014 | 576.576 | 9.417 | 0 | 0 | 585.993
2023 | WA | 14324 | PUD No 2 of Pacific County | BPAT | AC | 0.701 | 0.127 | . | . | 0.828 | 91 | 7 | . | . | 98 | . | . | . | . | 0 | . | . | . | . | 0 | . | . | . | . | 0 | . | . | . | . | 0 | . | . | . | . | 0 | . | . | . | . | 0 | . | . | . | . | 0 | . | . | . | . | 0 | . | . | . | . | 0 | . | . | . | . | 0 | . | . | . | . | 0 | 0.003 | . | . | . | 0.003 | 1 | . | . | . | 1 | . | . | . | . | 0 | . | 0.003 | . | . | 0.003 | . | 1 | . | . | 1 | . | . | . | . | 0 | 0.704 | 0.13 | 0 | 0 | 0.834 | 92 | 8 | 0 | 0 | 100 | 0 | 0 | 0 | 0 | 0
2023 | WA | 14354 | PacifiCorp | PACW | DC | 28.753 | 7.745 | 1.006 | 0 | 37.504 | 2598 | 217 | 21 | 0 | 2836 | . | . | . | . | 0 | . | . | . | . | 0 | . | . | . | . | 0 | . | . | . | . | 0 | . | . | . | . | 0 | 0.509 | 0.008 | 0 | 0 | 0.517 | 49 | 1 | 0 | 0 | 50 | 0.75 | 0.019 | 0 | 0 | 0.769 | . | . | . | . | 0 | . | . | . | . | 0 | . | . | . | . | 0 | 0.03 | 0 | 0 | 0 | 0.03 | 4 | 0 | 0 | 0 | 4 | . | . | . | . | 0 | . | . | . | . | 0 | . | . | . | . | 0 | . | . | . | . | 0 | 28.783 | 7.745 | 1.006 | 0 | 37.534 | 2602 | 217 | 21 | 0 | 2840 | 0 | 0 | 0 | 0 | 0
2023 | WA | 14624 | PUD No 2 of Grant County | GCPD | DC | 1.181 | 0.304 | . | . | 1.485 | 141 | 13 | . | . | 154 | . | . | . | . | 0 | . | . | . | . | 0 | . | . | . | . | 0 | . | . | . | . | 0 | . | . | . | . | 0 | 0.052 | . | . | . | 0.052 | 4 | . | . | . | 4 | . | . | . | . | 0 | . | . | . | . | 0 | . | . | . | . | 0 | . | . | . | . | 0 | 0.001 | . | . | . | 0.001 | 1 | . | . | . | 1 | . | . | . | . | 0 | . | . | . | . | 0 | . | . | . | . | 0 | . | . | . | . | 0 | 1.182 | 0.304 | 0 | 0 | 1.486 | 142 | 13 | 0 | 0 | 155 | 0 | 0 | 0 | 0 | 0
2023 | WA | 14653 | PUD No 1 of Pend Oreille County | AVA | AC | 0.248 | . | . | . | 0.248 | 28 | . | . | . | 28 | . | . | . | . | 0 | . | . | . | . | 0 | . | . | . | . | 0 | . | . | . | . | 0 | . | . | . | . | 0 | . | . | . | . | 0 | . | . | . | . | 0 | . | . | . | . | 0 | . | . | . | . | 0 | . | . | . | . | 0 | . | . | . | . | 0 | . | . | . | . | 0 | . | . | . | . | 0 | . | . | . | . | 0 | . | . | . | . | 0 | . | . | . | . | 0 | . | . | . | . | 0 | 0.248 | 0 | 0 | 0 | 0.248 | 28 | 0 | 0 | 0 | 28 | 0 | 0 | 0 | 0 | 0
2023 | WA | 14668 | Peninsula Light Company | BPAT | DC | 2.85 | . | . | . | 2.85 | 308 | . | . | . | 308 | . | . | . | . | 0 | . | . | . | . | 0 | . | . | . | . | 0 | . | . | . | . | 0 | . | . | . | . | 0 | 0.141 | . | . | . | 0.141 | 12 | . | . | . | 12 | . | . | . | . | 0 | 2.709 | . | . | . | 2.709 | 296 | . | . | . | 296 | . | . | . | . | 0 | 0.001 | . | . | . | 0.001 | 1 | . | . | . | 1 | . | . | . | . | 0 | . | . | . | . | 0 | . | . | . | . | 0 | . | . | . | . | 0 | 2.851 | 0 | 0 | 0 | 2.851 | 309 | 0 | 0 | 0 | 309 | 0 | 0 | 0 | 0 | 0
2023 | WA | 15231 | City of Port Angeles - (WA) | BPAT | AC | 1.03 | 0.117 | . | . | 1.147 | 136 | 5 | . | . | 141 | . | . | . | . | 0 | . | . | . | . | 0 | . | . | . | . | 0 | . | . | . | . | 0 | . | . | . | . | 0 | . | . | . | . | 0 | . | . | . | . | 0 | . | . | . | . | 0 | . | . | . | . | 0 | . | . | . | . | 0 | . | . | . | . | 0 | . | 0.003 | . | . | 0.003 | . | 3 | . | . | 3 | . | . | . | . | 0 | . | . | . | . | 0 | . | . | . | . | 0 | . | . | . | . | 0 | 1.03 | 0.12 | 0 | 0 | 1.15 | 136 | 8 | 0 | 0 | 144 | 0 | 0 | 0 | 0 | 0
2023 | WA | 15419 | PUD No 3 of Mason County | BPAT | DC | 2.005 | 0.421 | 0 | 0 | 2.426 | 221 | 10 | 0 | 0 | 231 | 0 | 0 | 0 | 0 | 0 | 0 | 0 | 0 | 0 | 0 | 0 | 0 | 0 | 0 | 0 | 0.074 | 0 | 0 | 0 | 0.074 | 102 | 0 | 0 | 0 | 102 | 0 | 0 | 0 | 0 | 0 | 0 | 0 | 0 | 0 | 0 | 0 | 0 | 0 | 0 | 0 | 0 | 0 | 0 | 0 | 0 | 0 | 0 | 0 | 0 | 0 | 0 | 0 | 0 | 0 | 0 | 0.006 | 0 | 0 | 0 | 0.006 | 2 | 0 | 0 | 0 | 2 | 0 | 0 | 0 | 0 | 0 | 0 | 0 | 0 | 0 | 0 | 0 | 0 | 0 | 0 | 0 | 0 | 0 | 0 | 0 | 0 | 2.085 | 0.421 | 0 | 0 | 2.506 | 325 | 10 | 0 | 0 | 335 | 0 | 0 | 0 | 0 | 0
2023 | WA | 15500 | Puget Sound Energy Inc | PSEI | AC | 150.483 | 23.731 | 0.308 | . | 174.522 | 20124 | 1270 | 7 | . | 21401 | . | . | . | . | 0 | . | . | . | . | 0 | . | . | . | . | 0 | . | . | . | . | 0 | . | . | . | . | 0 | 8.665 | 0.153 | . | . | 8.818 | 1340 | 50 | . | . | 1390 | 17.547 | 0.37 | . | . | 17.917 | . | . | . | . | 0 | . | . | . | . | 0 | . | . | . | . | 0 | 0.059 | 0.017 | . | . | 0.076 | 20 | 7 | . | . | 27 | . | . | . | . | 0 | 0.133 | 0.228 | 0.014 | . | 0.375 | 15 | 7 | 1 | . | 23 | . | . | . | . | 0 | 150.675 | 23.976 | 0.322 | 0 | 174.973 | 20159 | 1284 | 8 | 0 | 21451 | 0 | 0 | 0 | 0 | 0
2023 | WA | 15979 | City of Richland - (WA) | BPAT | DC | 5.469 | 0.452 | . | . | 5.921 | 663 | 9 | . | . | 672 | 3815.978 | 90.979 | . | . | 3906.957 | . | . | . | . | 0 | . | . | . | . | 0 | . | . | . | . | 0 | . | . | . | . | 0 | . | . | . | . | 0 | . | . | . | . | 0 | . | . | . | . | 0 | . | . | . | . | 0 | . | . | . | . | 0 | . | . | . | . | 0 | . | . | . | . | 0 | . | . | . | . | 0 | . | . | . | . | 0 | . | . | . | . | 0 | . | . | . | . | 0 | . | . | . | . | 0 | 5.469 | 0.452 | 0 | 0 | 5.921 | 663 | 9 | 0 | 0 | 672 | 3815.978 | 90.979 | 0 | 0 | 3906.957
2023 | WA | 16868 | City of Seattle - (WA) | SCL | DC | 50.249 | 8.63 | . | . | 58.879 | 6889 | 431 | . | . | 7320 | . | . | . | . | 0 | . | . | . | . | 0 | . | . | . | . | 0 | . | . | . | . | 0 | . | . | . | . | 0 | 1.67 | 0.022 | . | . | 1.692 | 71 | 2 | . | . | 73 | . | . | . | . | 0 | . | . | . | . | 0 | . | . | . | . | 0 | . | . | . | . | 0 | . | . | . | . | 0 | . | . | . | . | 0 | . | . | . | . | 0 | . | . | . | . | 0 | . | . | . | . | 0 | . | . | . | . | 0 | 50.249 | 8.63 | 0 | 0 | 58.879 | 6889 | 431 | 0 | 0 | 7320 | 0 | 0 | 0 | 0 | 0
2023 | WA | 17470 | PUD No 1 of Snohomish County | BPAT | DC | 37.18 | 3.925 | . | . | 41.105 | 4206 | 167 | . | . | 4373 | . | . | . | . | 0 | . | . | . | . | 0 | . | . | . | . | 0 | . | . | . | . | 0 | . | . | . | . | 0 | 0.504 | . | . | . | 0.504 | 205 | . | . | . | 205 | 4.916 | . | . | . | 4.916 | . | . | . | . | 0 | . | . | . | . | 0 | . | . | . | . | 0 | 0.01 | . | . | . | 0.01 | 4 | . | . | . | 4 | . | . | . | . | 0 | . | . | . | . | 0 | . | . | . | . | 0 | . | . | . | . | 0 | 37.19 | 3.925 | 0 | 0 | 41.115 | 4210 | 167 | 0 | 0 | 4377 | 0 | 0 | 0 | 0 | 0
2023 | WA | 18429 | City of Tacoma - (WA) | TPWR | AC | 16.19 | 0.975 | 0 | 0 | 17.165 | 2419 | 63 | 0 | 0 | 2482 | . | . | . | . | 0 | . | . | . | . | 0 | . | . | . | . | 0 | . | . | . | . | 0 | . | . | . | . | 0 | . | . | . | . | 0 | . | . | . | . | 0 | . | . | . | . | 0 | . | . | . | . | 0 | . | . | . | . | 0 | . | . | . | . | 0 | . | . | . | . | 0 | . | . | . | . | 0 | . | . | . | . | 0 | . | . | . | . | 0 | . | . | . | . | 0 | . | . | . | . | 0 | 16.19 | 0.975 | 0 | 0 | 17.165 | 2419 | 63 | 0 | 0 | 2482 | 0 | 0 | 0 | 0 | 0
2023 | WA | 19784 | Vera Irrigation District #15 | BPAT | AC | 0.592 | . | . | . | 0.592 | 80 | . | . | . | 80 | . | . | . | . | 0 | . | . | . | . | 0 | . | . | . | . | 0 | . | . | . | . | 0 | . | . | . | . | 0 | . | . | . | . | 0 | . | . | . | . | 0 | . | . | . | . | 0 | . | . | . | . | 0 | . | . | . | . | 0 | . | . | . | . | 0 | . | . | . | . | 0 | . | . | . | . | 0 | . | . | . | . | 0 | . | . | . | . | 0 | . | . | . | . | 0 | . | . | . | . | 0 | 0.592 | 0 | 0 | 0 | 0.592 | 80 | 0 | 0 | 0 | 80 | 0 | 0 | 0 | 0 | 0
2023 | WA | 20169 | Avista Corp | AVA | AC | 20.217 | 2.421 | . | . | 22.638 | 3262 | 157 | . | . | 3419 | . | . | . | . | 0 | . | . | . | . | 0 | . | . | . | . | 0 | . | . | . | . | 0 | . | . | . | . | 0 | . | . | . | . | 0 | . | . | . | . | 0 | . | . | . | . | 0 | . | . | . | . | 0 | . | . | . | . | 0 | . | . | . | . | 0 | 0.061 | 0.02 | . | . | 0.081 | 16 | 1 | . | . | 17 | . | . | . | . | 0 | 0.025 | 0 | . | . | 0.025 | 4 | 0 | . | . | 4 | . | . | . | . | 0 | 20.303 | 2.441 | 0 | 0 | 22.744 | 3282 | 158 | 0 | 0 | 3440 | 0 | 0 | 0 | 0 | 0
2023 | WA | 59013 | PUD No 1 of Jefferson County | BPAT | AC | 4.45 | 1.058 | . | . | 5.508 | 592 | 28 | . | . | 620 | . | . | . | . | 0 | . | . | . | . | 0 | . | . | . | . | 0 | 0.017 | . | . | . | 0.017 | 1 | . | . | . | 1 | . | . | . | . | 0 | . | . | . | . | 0 | . | . | . | . | 0 | . | . | . | . | 0 | . | . | . | . | 0 | . | . | . | . | 0 | 0.004 | . | . | . | 0.004 | 3 | . | . | . | 3 | . | . | . | . | 0 | . | . | . | . | 0 | . | . | . | . | 0 | . | . | . | . | 0 | 4.471 | 1.058 | 0 | 0 | 5.529 | 596 | 28 | 0 | 0 | 624 | 0 | 0 | 0 | 0 | 0
2023 | WA | 99999 | State Adjustment | AVA |  | 0.018 | 0.01 | . | . | 0.028 | . | . | . | . | . | . | . | . | . | . | . | . | . | . | . | . | . | . | . | . | . | . | . | . | . | . | . | . | . | . | . | . | . | . | . | . | . | . | . | . | . | . | . | . | . | . | . | . | . | . | . | . | . | . | . | . | . | . | . | . | . | . | . | . | . | . | . | . | . | . | . | . | . | . | . | . | . | . | . | . | . | . | . | . | . | . | . | . | . | . | 0.018 | 0.01 | . | . | 0.028 | . | . | . | . | . | . | . | . | . | .
2023 | WA | 99999 | State Adjustment | BPAT |  | -7.636 | -0.888 | 0.031 | . | -8.492 | . | . | . | . | . | . | . | . | . | . | . | . | . | . | . | . | . | . | . | . | . | . | . | . | . | . | . | . | . | . | . | . | . | . | . | . | . | . | . | . | . | . | . | . | . | . | . | . | . | . | . | . | . | . | . | . | . | . | . | . | . | . | . | . | . | . | . | . | . | . | . | . | . | . | . | . | . | . | . | . | . | . | . | . | . | . | . | . | . | . | -7.636 | -0.888 | 0.031 | . | -8.492 | . | . | . | . | . | . | . | . | . | .
2023 | WA | 99999 | State Adjustment | CHPD |  | -0.083 | -0.011 | . | . | -0.094 | . | . | . | . | . | . | . | . | . | . | . | . | . | . | . | . | . | . | . | . | . | . | . | . | . | . | . | . | . | . | . | . | . | . | . | . | . | . | . | . | . | . | . | . | . | . | . | . | . | . | . | . | . | . | . | . | . | . | . | . | . | . | . | . | . | . | . | . | . | . | . | . | . | . | . | . | . | . | . | . | . | . | . | . | . | . | . | . | . | . | -0.083 | -0.011 | . | . | -0.094 | . | . | . | . | . | . | . | . | . | .
2023 | WA | 99999 | State Adjustment | GCPD |  | -0.206 | -0.053 | . | . | -0.259 | . | . | . | . | . | . | . | . | . | . | . | . | . | . | . | . | . | . | . | . | . | . | . | . | . | . | . | . | . | . | . | . | . | . | . | . | . | . | . | . | . | . | . | . | . | . | . | . | . | . | . | . | . | . | . | . | . | . | . | . | . | . | . | . | . | . | . | . | . | . | . | . | . | . | . | . | . | . | . | . | . | . | . | . | . | . | . | . | . | . | -0.206 | -0.053 | . | . | -0.259 | . | . | . | . | . | . | . | . | . | .
2023 | WA | 99999 | State Adjustment | PACW |  | -5.015 | -1.351 | -0.175 | . | -6.541 | . | . | . | . | . | . | . | . | . | . | . | . | . | . | . | . | . | . | . | . | . | . | . | . | . | . | . | . | . | . | . | . | . | . | . | . | . | . | . | . | . | . | . | . | . | . | . | . | . | . | . | . | . | . | . | . | . | . | . | . | . | . | . | . | . | . | . | . | . | . | . | . | . | . | . | . | . | . | . | . | . | . | . | . | . | . | . | . | . | . | -5.015 | -1.351 | -0.175 | . | -6.541 | . | . | . | . | . | . | . | . | . | .
2023 | WA | 99999 | State Adjustment | SCL |  | -8.763 | -1.505 | . | . | -10.268 | . | . | . | . | . | . | . | . | . | . | . | . | . | . | . | . | . | . | . | . | . | . | . | . | . | . | . | . | . | . | . | . | . | . | . | . | . | . | . | . | . | . | . | . | . | . | . | . | . | . | . | . | . | . | . | . | . | . | . | . | . | . | . | . | . | . | . | . | . | . | . | . | . | . | . | . | . | . | . | . | . | . | . | . | . | . | . | . | . | . | -8.763 | -1.505 | . | . | -10.268 | . | . | . | . | . | . | . | . | . | .
2023 | WI | 108 | Adams-Columbia Electric Coop | MISO | AC | 1.825 | 0.077 | 0.085 | . | 1.987 | 259 | 8 | 1 | . | 268 | 398.896 | 58.239 | . | . | 457.135 | . | . | . | . | 0 | . | . | . | . | 0 | . | . | . | . | 0 | . | . | . | . | 0 | . | . | . | . | 0 | . | . | . | . | 0 | . | . | . | . | 0 | . | . | . | . | 0 | . | . | . | . | 0 | . | . | . | . | 0 | 0.025 | 0.035 | . | . | 0.06 | 2 | 1 | . | . | 3 | 23.06 | 0 | . | . | 23.06 | . | . | . | . | 0 | . | . | . | . | 0 | . | . | . | . | 0 | 1.85 | 0.112 | 0.085 | 0 | 2.047 | 261 | 9 | 1 | 0 | 271 | 421.956 | 58.239 | 0 | 0 | 480.195
2023 | WI | 307 | Algoma Utility Comm | MISO | DC | 0.007 | 0.204 | 0 | 0 | 0.211 | 1 | 4 | 0 | 0 | 5 | 0 | 0 | 0 | 0 | 0 | 0 | 0 | 0 | 0 | 0 | 0 | 0 | 0 | 0 | 0 | 0 | 0 | 0 | 0 | 0 | 0 | 0 | 0 | 0 | 0 | . | . | . | . | 0 | . | . | . | . | 0 | . | . | . | . | 0 | . | . | . | . | 0 | . | . | . | . | 0 | . | . | . | . | 0 | 0 | 0 | 0 | 0 | 0 | 0 | 0 | 0 | 0 | 0 | 0 | 0 | 0 | 0 | 0 | 0 | 0 | 0 | 0 | 0 | 0 | 0 | 0 | 0 | 0 | 0 | 0 | 0 | 0 | 0 | 0.007 | 0.204 | 0 | 0 | 0.211 | 1 | 4 | 0 | 0 | 5 | 0 | 0 | 0 | 0 | 0
2023 | WI | 1251 | Barron Electric Coop | MISO | AC | 1.426 | . | . | . | 1.426 | 157 | . | . | . | 157 | . | . | . | . | 0 | . | . | . | . | 0 | . | . | . | . | 0 | 0.1 | . | . | . | 0.1 | 98 | . | . | . | 98 | . | . | . | . | 0 | . | . | . | . | 0 | . | . | . | . | 0 | . | . | . | . | 0 | . | . | . | . | 0 | . | . | . | . | 0 | 0.003 | . | . | . | 0.003 | 1 | . | . | . | 1 | . | . | . | . | 0 | . | . | . | . | 0 | . | . | . | . | 0 | . | . | . | . | 0 | 1.529 | 0 | 0 | 0 | 1.529 | 256 | 0 | 0 | 0 | 256 | 0 | 0 | 0 | 0 | 0
2023 | WI | 1776 | City of Black River Falls | MISO | DC | 0.032 | 0.272 | 0 | 0 | 0.304 | 5 | 6 | 0 | 0 | 11 | 0 | 0 | 0 | 0 | 0 | 0 | 0 | 0 | 0 | 0 | 0 | 0 | 0 | 0 | 0 | 0 | 0 | 0 | 0 | 0 | 0 | 0 | 0 | 0 | 0 | . | . | . | . | 0 | . | . | . | . | 0 | . | . | . | . | 0 | . | . | . | . | 0 | . | . | . | . | 0 | . | . | . | . | 0 | 0 | 0 | 0 | 0 | 0 | 0 | 0 | 0 | 0 | 0 | 0 | 0 | 0 | 0 | 0 | 0 | 0 | 0 | 0 | 0 | 0 | 0 | 0 | 0 | 0 | 0 | 0 | 0 | 0 | 0 | 0.032 | 0.272 | 0 | 0 | 0.304 | 5 | 6 | 0 | 0 | 11 | 0 | 0 | 0 | 0 | 0
2023 | WI | 1997 | City of Boscobel - (WI) | MISO | DC | 0.007 | 0.021 | 0 | 0 | 0.028 | 1 | 2 | 0 | 0 | 3 | 0 | 0 | 0 | 0 | 0 | 0 | 0 | 0 | 0 | 0 | 0 | 0 | 0 | 0 | 0 | 0 | 0 | 0 | 0 | 0 | 0 | 0 | 0 | 0 | 0 | . | . | . | . | 0 | . | . | . | . | 0 | . | . | . | . | 0 | . | . | . | . | 0 | . | . | . | . | 0 | . | . | . | . | 0 | 0 | 0 | 0 | 0 | 0 | 0 | 0 | 0 | 0 | 0 | 0 | 0 | 0 | 0 | 0 | 0 | 0 | 0 | 0 | 0 | 0 | 0 | 0 | 0 | 0 | 0 | 0 | 0 | 0 | 0 | 0.007 | 0.021 | 0 | 0 | 0.028 | 1 | 2 | 0 | 0 | 3 | 0 | 0 | 0 | 0 | 0
2023 | WI | 2273 | Brodhead Water & Lighting Comm | MISO | DC | 0.027 | 0.032 | 0 | 0 | 0.059 | 4 | 2 | 0 | 0 | 6 | 0 | 0 | 0 | 0 | 0 | 0 | 0 | 0 | 0 | 0 | 0 | 0 | 0 | 0 | 0 | 0 | 0 | 0 | 0 | 0 | 0 | 0 | 0 | 0 | 0 | . | . | . | . | 0 | . | . | . | . | 0 | . | . | . | . | 0 | . | . | . | . | 0 | . | . | . | . | 0 | . | . | . | . | 0 | 0 | 0 | 0 | 0 | 0 | 0 | 0 | 0 | 0 | 0 | 0 | 0 | 0 | 0 | 0 | 0 | 0 | 0 | 0 | 0 | 0 | 0 | 0 | 0 | 0 | 0 | 0 | 0 | 0 | 0 | 0.027 | 0.032 | 0 | 0 | 0.059 | 4 | 2 | 0 | 0 | 6 | 0 | 0 | 0 | 0 | 0
2023 | WI | 3208 | Cedarburg Light & Water Comm | MISO | DC | 0.252 | 0.438 | 0 | 0 | 0.69 | 25 | 5 | 0 | 0 | 30 | 0 | 0 | 0 | 0 | 0 | 0 | 0 | 0 | 0 | 0 | 0 | 0 | 0 | 0 | 0 | 0 | 0 | 0 | 0 | 0 | 0 | 0 | 0 | 0 | 0 | . | . | . | . | 0 | . | . | . | . | 0 | . | . | . | . | 0 | . | . | . | . | 0 | . | . | . | . | 0 | . | . | . | . | 0 | 0 | 0 | 0 | 0 | 0 | 0 | 0 | 0 | 0 | 0 | 0 | 0 | 0 | 0 | 0 | 0 | 0 | 0 | 0 | 0 | 0 | 0 | 0 | 0 | 0 | 0 | 0 | 0 | 0 | 0 | 0.252 | 0.438 | 0 | 0 | 0.69 | 25 | 5 | 0 | 0 | 30 | 0 | 0 | 0 | 0 | 0
2023 | WI | 4073 | City of Columbus - (WI) | MISO | DC | 0.027 | 0.03 | 0 | 0 | 0.057 | 6 | 2 | 0 | 0 | 8 | 0 | 0 | 0 | 0 | 0 | 0 | 0 | 0 | 0 | 0 | 0 | 0 | 0 | 0 | 0 | 0 | 0 | 0 | 0 | 0 | 0 | 0 | 0 | 0 | 0 | . | . | . | . | 0 | . | . | . | . | 0 | . | . | . | . | 0 | . | . | . | . | 0 | . | . | . | . | 0 | . | . | . | . | 0 | 0 | 0 | 0 | 0 | 0 | 0 | 0 | 0 | 0 | 0 | 0 | 0 | 0 | 0 | 0 | 0 | 0 | 0 | 0 | 0 | 0 | 0 | 0 | 0 | 0 | 0 | 0 | 0 | 0 | 0 | 0.027 | 0.03 | 0 | 0 | 0.057 | 6 | 2 | 0 | 0 | 8 | 0 | 0 | 0 | 0 | 0
2023 | WI | 4607 | City of Cuba City | MISO | DC | 0.018 | 0.006 | 0 | 0 | 0.024 | 2 | 1 | 0 | 0 | 3 | 0 | 0 | 0 | 0 | 0 | 0 | 0 | 0 | 0 | 0 | 0 | 0 | 0 | 0 | 0 | 0 | 0 | 0 | 0 | 0 | 0 | 0 | 0 | 0 | 0 | . | . | . | . | 0 | . | . | . | . | 0 | . | . | . | . | 0 | . | . | . | . | 0 | . | . | . | . | 0 | . | . | . | . | 0 | 0 | 0 | 0 | 0 | 0 | 0 | 0 | 0 | 0 | 0 | 0 | 0 | 0 | 0 | 0 | 0 | 0 | 0 | 0 | 0 | 0 | 0 | 0 | 0 | 0 | 0 | 0 | 0 | 0 | 0 | 0.018 | 0.006 | 0 | 0 | 0.024 | 2 | 1 | 0 | 0 | 3 | 0 | 0 | 0 | 0 | 0
2023 | WI | 4715 | Dahlberg Light & Power Co | MISO | AC | 0.411 | 0.123 | 0 | 0 | 0.534 | 58 | 2 | 0 | 0 | 60 | . | . | . | . | 0 | . | . | . | . | 0 | . | . | . | . | 0 | . | . | . | . | 0 | . | . | . | . | 0 | . | . | . | . | 0 | . | . | . | . | 0 | . | . | . | . | 0 | . | . | . | . | 0 | . | . | . | . | 0 | . | . | . | . | 0 | . | . | . | . | 0 | . | . | . | . | 0 | . | . | . | . | 0 | . | . | . | . | 0 | . | . | . | . | 0 | . | . | . | . | 0 | 0.411 | 0.123 | 0 | 0 | 0.534 | 58 | 2 | 0 | 0 | 60 | 0 | 0 | 0 | 0 | 0
2023 | WI | 5417 | Dunn County Electric Coop | MISO | AC | 1.226 | . | . | . | 1.226 | 126 | . | . | . | 126 | 173.406 | . | . | . | 173.406 | . | . | . | . | 0 | . | . | . | . | 0 | 0.1 | . | . | . | 0.1 | 99 | . | . | . | 99 | . | . | . | . | 0 | . | . | . | . | 0 | . | . | . | . | 0 | . | . | . | . | 0 | . | . | . | . | 0 | . | . | . | . | 0 | 0.015 | . | . | . | 0.015 | 3 | . | . | . | 3 | . | . | . | . | 0 | . | . | . | . | 0 | . | . | . | . | 0 | . | . | . | . | 0 | 1.341 | 0 | 0 | 0 | 1.341 | 228 | 0 | 0 | 0 | 228 | 173.406 | 0 | 0 | 0 | 173.406
2023 | WI | 5551 | City of Eagle River - (WI) | MISO | DC | 0 | 0.338 | 0 | 0 | 0.338 | 0 | 4 | 0 | 0 | 4 | 0 | 0 | 0 | 0 | 0 | 0 | 0 | 0 | 0 | 0 | 0 | 0 | 0 | 0 | 0 | 0 | 0 | 0 | 0 | 0 | 0 | 0 | 0 | 0 | 0 | . | . | . | . | 0 | . | . | . | . | 0 | . | . | . | . | 0 | . | . | . | . | 0 | . | . | . | . | 0 | . | . | . | . | 0 | 0 | 0 | 0 | 0 | 0 | 0 | 0 | 0 | 0 | 0 | 0 | 0 | 0 | 0 | 0 | 0 | 0 | 0 | 0 | 0 | 0 | 0 | 0 | 0 | 0 | 0 | 0 | 0 | 0 | 0 | 0 | 0.338 | 0 | 0 | 0.338 | 0 | 4 | 0 | 0 | 4 | 0 | 0 | 0 | 0 | 0
2023 | WI | 5574 | East Central Energy | MISO | AC | 0.305 | 0.02 | 0 | 0 | 0.325 | 36 | 1 | 0 | 0 | 37 | 71.082 | 2.481 | 0 | 0 | 73.563 | . | . | . | . | 0 | . | . | . | . | 0 | . | . | . | . | 0 | . | . | . | . | 0 | . | . | . | . | 0 | . | . | . | . | 0 | . | . | . | . | 0 | . | . | . | . | 0 | . | . | . | . | 0 | . | . | . | . | 0 | 0.02 | 0 | 0 | 0 | 0.02 | 2 | 0 | 0 | 0 | 2 | 0 | 0 | 0 | 0 | 0 | . | . | . | . | 0 | . | . | . | . | 0 | . | . | . | . | 0 | 0.325 | 0.02 | 0 | 0 | 0.345 | 38 | 1 | 0 | 0 | 39 | 71.082 | 2.481 | 0 | 0 | 73.563
2023 | WI | 6043 | City of Evansville | MISO | DC | 0.456 | 0.003 | 0 | 0 | 0.459 | 60 | 1 | 0 | 0 | 61 | 0 | 0 | 0 | 0 | 0 | 0 | 0 | 0 | 0 | 0 | 0 | 0 | 0 | 0 | 0 | 0 | 0 | 0 | 0 | 0 | 0 | 0 | 0 | 0 | 0 | . | . | . | . | 0 | . | . | . | . | 0 | . | . | . | . | 0 | . | . | . | . | 0 | . | . | . | . | 0 | . | . | . | . | 0 | 0 | 0.1 | 0 | 0 | 0.1 | 0 | 1 | 0 | 0 | 1 | 0 | 0 | 0 | 0 | 0 | 0 | 0 | 0 | 0 | 0 | 0 | 0 | 0 | 0 | 0 | 0 | 0 | 0 | 0 | 0 | 0.456 | 0.103 | 0 | 0 | 0.559 | 60 | 2 | 0 | 0 | 62 | 0 | 0 | 0 | 0 | 0
2023 | WI | 6424 | Florence Utility Comm | MISO | DC | 0 | 0.027 | 0 | 0 | 0.027 | 0 | 2 | 0 | 0 | 2 | 0 | 0 | 0 | 0 | 0 | 0 | 0 | 0 | 0 | 0 | 0 | 0 | 0 | 0 | 0 | 0 | 0 | 0 | 0 | 0 | 0 | 0 | 0 | 0 | 0 | . | . | . | . | 0 | . | . | . | . | 0 | . | . | . | . | 0 | . | . | . | . | 0 | . | . | . | . | 0 | . | . | . | . | 0 | 0 | 0 | 0 | 0 | 0 | 0 | 0 | 0 | 0 | 0 | 0 | 0 | 0 | 0 | 0 | 0 | 0 | 0 | 0 | 0 | 0 | 0 | 0 | 0 | 0 | 0 | 0 | 0 | 0 | 0 | 0 | 0.027 | 0 | 0 | 0.027 | 0 | 2 | 0 | 0 | 2 | 0 | 0 | 0 | 0 | 0
2023 | WI | 8212 | Hartford Electric | MISO | DC | 0.093 | 0.027 | 0 | 0 | 0.12 | 10 | 2 | 0 | 0 | 12 | 0 | 0 | 0 | 0 | 0 | 0 | 0 | 0 | 0 | 0 | 0 | 0 | 0 | 0 | 0 | 0 | 0 | 0 | 0 | 0 | 0 | 0 | 0 | 0 | 0 | . | . | . | . | 0 | . | . | . | . | 0 | . | . | . | . | 0 | . | . | . | . | 0 | . | . | . | . | 0 | . | . | . | . | 0 | 0 | 0 | 0 | 0 | 0 | 0 | 0 | 0 | 0 | 0 | 0 | 0 | 0 | 0 | 0 | 0 | 0 | 0 | 0 | 0 | 0 | 0 | 0 | 0 | 0 | 0 | 0 | 0 | 0 | 0 | 0.093 | 0.027 | 0 | 0 | 0.12 | 10 | 2 | 0 | 0 | 12 | 0 | 0 | 0 | 0 | 0
2023 | WI | 9124 | Hustisford Utilities | MISO | DC | 0.005 | 0 | 0 | 0 | 0.005 | 1 | 0 | 0 | 0 | 1 | 0 | 0 | 0 | 0 | 0 | 0 | 0 | 0 | 0 | 0 | 0 | 0 | 0 | 0 | 0 | 0 | 0 | 0 | 0 | 0 | 0 | 0 | 0 | 0 | 0 | . | . | . | . | 0 | . | . | . | . | 0 | . | . | . | . | 0 | . | . | . | . | 0 | . | . | . | . | 0 | . | . | . | . | 0 | 0 | 0 | 0 | 0 | 0 | 0 | 0 | 0 | 0 | 0 | 0 | 0 | 0 | 0 | 0 | 0 | 0 | 0 | 0 | 0 | 0 | 0 | 0 | 0 | 0 | 0 | 0 | 0 | 0 | 0 | 0.005 | 0 | 0 | 0 | 0.005 | 1 | 0 | 0 | 0 | 1 | 0 | 0 | 0 | 0 | 0
2023 | WI | 9690 | Jefferson Utilities | MISO | DC | 0.109 | 0.228 | 0 | 0 | 0.337 | 16 | 8 | 0 | 0 | 24 | 0 | 0 | 0 | 0 | 0 | 0 | 0 | 0 | 0 | 0 | 0 | 0 | 0 | 0 | 0 | 0 | 0 | 0 | 0 | 0 | 0 | 0 | 0 | 0 | 0 | . | . | . | . | 0 | . | . | . | . | 0 | . | . | . | . | 0 | . | . | . | . | 0 | . | . | . | . | 0 | . | . | . | . | 0 | 0 | 0 | 0 | 0 | 0 | 0 | 0 | 0 | 0 | 0 | 0 | 0 | 0 | 0 | 0 | 0 | 0 | 0 | 0 | 0 | 0 | 0 | 0 | 0 | 0 | 0 | 0 | 0 | 0 | 0 | 0.109 | 0.228 | 0 | 0 | 0.337 | 16 | 8 | 0 | 0 | 24 | 0 | 0 | 0 | 0 | 0
2023 | WI | 9936 | Juneau Utility Comm | MISO | DC | 0.021 | 0.005 | 0 | 0 | 0.026 | 3 | 1 | 0 | 0 | 4 | 0 | 0 | 0 | 0 | 0 | 0 | 0 | 0 | 0 | 0 | 0 | 0 | 0 | 0 | 0 | 0 | 0 | 0 | 0 | 0 | 0 | 0 | 0 | 0 | 0 | . | . | . | . | 0 | . | . | . | . | 0 | . | . | . | . | 0 | . | . | . | . | 0 | . | . | . | . | 0 | . | . | . | . | 0 | 0 | 0 | 0 | 0 | 0 | 0 | 0 | 0 | 0 | 0 | 0 | 0 | 0 | 0 | 0 | 0 | 0 | 0 | 0 | 0 | 0 | 0 | 0 | 0 | 0 | 0 | 0 | 0 | 0 | 0 | 0.021 | 0.005 | 0 | 0 | 0.026 | 3 | 1 | 0 | 0 | 4 | 0 | 0 | 0 | 0 | 0
2023 | WI | 10056 | City of Kaukauna | MISO | DC | 0.277 | 0.656 | 0 | 0 | 0.933 | 35 | 13 | 0 | 0 | 48 | 0 | 0 | 0 | 0 | 0 | 0 | 0 | 0 | 0 | 0 | 0 | 0 | 0 | 0 | 0 | 0 | 0 | 0 | 0 | 0 | 0 | 0 | 0 | 0 | 0 | . | . | . | . | 0 | . | . | . | . | 0 | . | . | . | . | 0 | . | . | . | . | 0 | . | . | . | . | 0 | . | . | . | . | 0 | 0 | 0 | 0 | 0 | 0 | 0 | 0 | 0 | 0 | 0 | 0 | 0 | 0 | 0 | 0 | 0 | 0 | 0.05 | 0 | 0.05 | 0 | 0 | 1 | 0 | 1 | 0 | 0 | 0 | 0 | 0 | 0.277 | 0.656 | 0.05 | 0 | 0.983 | 35 | 13 | 1 | 0 | 49 | 0 | 0 | 0 | 0 | 0
2023 | WI | 10605 | Lake Mills Light & Water | MISO | DC | 0.126 | 0.104 | 0 | 0 | 0.23 | 18 | 5 | 0 | 0 | 23 | 0 | 0 | 0 | 0 | 0 | 0 | 0 | 0 | 0 | 0 | 0 | 0 | 0 | 0 | 0 | 0 | 0 | 0 | 0 | 0 | 0 | 0 | 0 | 0 | 0 | . | . | . | . | 0 | . | . | . | . | 0 | . | . | . | . | 0 | . | . | . | . | 0 | . | . | . | . | 0 | . | . | . | . | 0 | 0 | 0 | 0 | 0 | 0 | 0 | 0 | 0 | 0 | 0 | 0 | 0 | 0 | 0 | 0 | 0 | 0 | 0 | 0 | 0 | 0 | 0 | 0 | 0 | 0 | 0 | 0 | 0 | 0 | 0 | 0.126 | 0.104 | 0 | 0 | 0.23 | 18 | 5 | 0 | 0 | 23 | 0 | 0 | 0 | 0 | 0
2023 | WI | 11125 | City of Lodi - (WI) | MISO | DC | 0.112 | 0.005 | 0 | 0 | 0.117 | 14 | 1 | 0 | 0 | 15 | 0 | 0 | 0 | 0 | 0 | 0 | 0 | 0 | 0 | 0 | 0 | 0 | 0 | 0 | 0 | 0 | 0 | 0 | 0 | 0 | 0 | 0 | 0 | 0 | 0 | . | . | . | . | 0 | . | . | . | . | 0 | . | . | . | . | 0 | . | . | . | . | 0 | . | . | . | . | 0 | . | . | . | . | 0 | 0 | 0 | 0 | 0 | 0 | 0 | 0 | 0 | 0 | 0 | 0 | 0 | 0 | 0 | 0 | 0 | 0 | 0 | 0 | 0 | 0 | 0 | 0 | 0 | 0 | 0 | 0 | 0 | 0 | 0 | 0.112 | 0.005 | 0 | 0 | 0.117 | 14 | 1 | 0 | 0 | 15 | 0 | 0 | 0 | 0 | 0
2023 | WI | 11479 | Madison Gas & Electric Co | MISO | AC | 13.624 | 36.371 | . | . | 49.995 | 2200 | 301 | . | . | 2501 | 386.721 | 283.391 | . | . | 670.112 | . | . | . | . | 0 | . | . | . | . | 0 | . | . | . | . | 0 | . | . | . | . | 0 | . | . | . | . | 0 | . | . | . | . | 0 | . | . | . | . | 0 | . | . | . | . | 0 | . | . | . | . | 0 | . | . | . | . | 0 | 0.04 | 0.02 | . | . | 0.06 | 4 | 1 | . | . | 5 | 0.578 | . | . | . | 0.578 | . | 0.4 | . | . | 0.4 | . | 1 | . | . | 1 | . | . | . | . | 0 | 13.664 | 36.791 | 0 | 0 | 50.455 | 2204 | 303 | 0 | 0 | 2507 | 387.299 | 283.391 | 0 | 0 | 670.69
2023 | WI | 11571 | Manitowoc Public Utilities | MISO | AC | 0.065 | 0.03 | 0.116 | . | 0.211 | 11 | 3 | 2 | . | 16 | . | . | . | . | 0 | . | . | . | . | 0 | . | . | . | . | 0 | . | . | . | . | 0 | . | . | . | . | 0 | 0.004 | 0.01 | . | . | 0.014 | 1 | 2 | . | . | 3 | . | . | . | . | 0 | . | . | . | . | 0 | . | . | . | . | 0 | . | . | . | . | 0 | . | . | . | . | 0 | . | . | . | . | 0 | . | . | . | . | 0 | . | . | . | . | 0 | . | . | . | . | 0 | . | . | . | . | 0 | 0.065 | 0.03 | 0.116 | 0 | 0.211 | 11 | 3 | 2 | 0 | 16 | 0 | 0 | 0 | 0 | 0
2023 | WI | 11740 | City of Marshfield - (WI) | MISO | AC | 0.231 | 0.053 | . | . | 0.284 | 38 | 5 | . | . | 43 | 52.386 | 15.517 | . | . | 67.903 | . | . | . | . | 0 | . | . | . | . | 0 | . | . | . | . | 0 | . | . | . | . | 0 | . | . | . | . | 0 | . | . | . | . | 0 | . | . | . | . | 0 | . | . | . | . | 0 | . | . | . | . | 0 | . | . | . | . | 0 | . | . | . | . | 0 | . | . | . | . | 0 | . | . | . | . | 0 | . | . | . | . | 0 | . | . | . | . | 0 | . | . | . | . | 0 | 0.231 | 0.053 | 0 | 0 | 0.284 | 38 | 5 | 0 | 0 | 43 | 52.386 | 15.517 | 0 | 0 | 67.903
2023 | WI | 12298 | City of Menasha - (WI) | MISO | DC | 0.207 | 0.231 | 0 | 0 | 0.438 | 29 | 9 | 0 | 0 | 38 | 0 | 0 | 0 | 0 | 0 | 0 | 0 | 0 | 0 | 0 | 0 | 0 | 0 | 0 | 0 | 0 | 0 | 0 | 0 | 0 | 0 | 0 | 0 | 0 | 0 | . | . | . | . | 0 | . | . | . | . | 0 | . | . | . | . | 0 | . | . | . | . | 0 | . | . | . | . | 0 | . | . | . | . | 0 | 0 | 0 | 0 | 0 | 0 | 0 | 0 | 0 | 0 | 0 | 0 | 0 | 0 | 0 | 0 | 0 | 0 | 0 | 0 | 0 | 0 | 0 | 0 | 0 | 0 | 0 | 0 | 0 | 0 | 0 | 0.207 | 0.231 | 0 | 0 | 0.438 | 29 | 9 | 0 | 0 | 38 | 0 | 0 | 0 | 0 | 0
2023 | WI | 13036 | Village of Mt. Horeb - (WI) | MISO | DC | 0.679 | 0.101 | 0 | 0 | 0.78 | 97 | 7 | 0 | 0 | 104 | 0 | 0 | 0 | 0 | 0 | 0 | 0 | 0 | 0 | 0 | 0 | 0 | 0 | 0 | 0 | 0 | 0 | 0 | 0 | 0 | 0 | 0 | 0 | 0 | 0 | . | . | . | . | 0 | . | . | . | . | 0 | . | . | . | . | 0 | . | . | . | . | 0 | . | . | . | . | 0 | . | . | . | . | 0 | 0.01 | 0 | 0 | 0 | 0.01 | 1 | 0 | 0 | 0 | 1 | 0 | 0 | 0 | 0 | 0 | 0 | 0 | 0 | 0 | 0 | 0 | 0 | 0 | 0 | 0 | 0 | 0 | 0 | 0 | 0 | 0.689 | 0.101 | 0 | 0 | 0.79 | 98 | 7 | 0 | 0 | 105 | 0 | 0 | 0 | 0 | 0
2023 | WI | 13145 | Village of Muscoda - (WI) | MISO | DC | 0.008 | 0.006 | 0 | 0 | 0.014 | 1 | 1 | 0 | 0 | 2 | 0 | 0 | 0 | 0 | 0 | 0 | 0 | 0 | 0 | 0 | 0 | 0 | 0 | 0 | 0 | 0 | 0 | 0 | 0 | 0 | 0 | 0 | 0 | 0 | 0 | . | . | . | . | 0 | . | . | . | . | 0 | . | . | . | . | 0 | . | . | . | . | 0 | . | . | . | . | 0 | . | . | . | . | 0 | 0 | 0 | 0 | 0 | 0 | 0 | 0 | 0 | 0 | 0 | 0 | 0 | 0 | 0 | 0 | 0 | 0 | 0.335 | 0 | 0.335 | 0 | 0 | 1 | 0 | 1 | 0 | 0 | 0 | 0 | 0 | 0.008 | 0.006 | 0.335 | 0 | 0.349 | 1 | 1 | 1 | 0 | 3 | 0 | 0 | 0 | 0 | 0
2023 | WI | 13438 | Village of New Glarus - (WI) | MISO | DC | 0.122 | 0.2 | 0 | 0 | 0.322 | 17 | 6 | 0 | 0 | 23 | 0 | 0 | 0 | 0 | 0 | 0 | 0 | 0 | 0 | 0 | 0 | 0 | 0 | 0 | 0 | 0 | 0 | 0 | 0 | 0 | 0 | 0 | 0 | 0 | 0 | . | . | . | . | 0 | . | . | . | . | 0 | . | . | . | . | 0 | . | . | . | . | 0 | . | . | . | . | 0 | . | . | . | . | 0 | 0 | 0 | 0 | 0 | 0 | 0 | 0 | 0 | 0 | 0 | 0 | 0 | 0 | 0 | 0 | 0 | 0 | 0 | 0 | 0 | 0 | 0 | 0 | 0 | 0 | 0 | 0 | 0 | 0 | 0 | 0.122 | 0.2 | 0 | 0 | 0.322 | 17 | 6 | 0 | 0 | 23 | 0 | 0 | 0 | 0 | 0
2023 | WI | 13448 | City of New Holstein - (WI) | MISO | DC | 0.137 | 0.008 | 0 | 0 | 0.145 | 15 | 2 | 0 | 0 | 17 | 0 | 0 | 0 | 0 | 0 | 0 | 0 | 0 | 0 | 0 | 0 | 0 | 0 | 0 | 0 | 0 | 0 | 0 | 0 | 0 | 0 | 0 | 0 | 0 | 0 | . | . | . | . | 0 | . | . | . | . | 0 | . | . | . | . | 0 | . | . | . | . | 0 | . | . | . | . | 0 | . | . | . | . | 0 | 0 | 0.02 | 0 | 0 | 0.02 | 0 | 1 | 0 | 0 | 1 | 0 | 0 | 0 | 0 | 0 | 0 | 0 | 0 | 0 | 0 | 0 | 0 | 0 | 0 | 0 | 0 | 0 | 0 | 0 | 0 | 0.137 | 0.028 | 0 | 0 | 0.165 | 15 | 3 | 0 | 0 | 18 | 0 | 0 | 0 | 0 | 0
2023 | WI | 13467 | New London Electric&Water Util | MISO | DC | 0.078 | 0 | 0 | 0 | 0.078 | 9 | 0 | 0 | 0 | 9 | 0 | 0 | 0 | 0 | 0 | 0 | 0 | 0 | 0 | 0 | 0 | 0 | 0 | 0 | 0 | 0 | 0 | 0 | 0 | 0 | 0 | 0 | 0 | 0 | 0 | . | . | . | . | 0 | . | . | . | . | 0 | . | . | . | . | 0 | . | . | . | . | 0 | . | . | . | . | 0 | . | . | . | . | 0 | 0 | 0 | 0 | 0 | 0 | 0 | 0 | 0 | 0 | 0 | 0 | 0 | 0 | 0 | 0 | 0 | 0 | 0 | 0 | 0 | 0 | 0 | 0 | 0 | 0 | 0 | 0 | 0 | 0 | 0 | 0.078 | 0 | 0 | 0 | 0.078 | 9 | 0 | 0 | 0 | 9 | 0 | 0 | 0 | 0 | 0
2023 | WI | 13481 | City of New Richmond | MISO | DC | 0.13 | 0.287 | 0 | 0 | 0.417 | 16 | 4 | 0 | 0 | 20 | 0 | 0 | 0 | 0 | 0 | 0 | 0 | 0 | 0 | 0 | 0 | 0 | 0 | 0 | 0 | 0 | 0 | 0 | 0 | 0 | 0 | 0 | 0 | 0 | 0 | . | . | . | . | 0 | . | . | . | . | 0 | . | . | . | . | 0 | . | . | . | . | 0 | . | . | . | . | 0 | . | . | . | . | 0 | 0 | 0 | 0 | 0 | 0 | 0 | 0 | 0 | 0 | 0 | 0 | 0 | 0 | 0 | 0 | 0 | 0.435 | 0 | 0 | 0.435 | 0 | 1 | 0 | 0 | 1 | 0 | 0 | 0 | 0 | 0 | 0.13 | 0.722 | 0 | 0 | 0.852 | 16 | 5 | 0 | 0 | 21 | 0 | 0 | 0 | 0 | 0
2023 | WI | 13697 | North Central Power Co Inc | MISO | AC | 0.404 | . | . | . | 0.404 | 48 | . | . | . | 48 | 67.317 | . | . | . | 67.317 | . | . | . | . | 0 | . | . | . | . | 0 | . | . | . | . | 0 | . | . | . | . | 0 | . | . | . | . | 0 | . | . | . | . | 0 | . | . | . | . | 0 | . | . | . | . | 0 | . | . | . | . | 0 | . | . | . | . | 0 | . | . | . | . | 0 | . | . | . | . | 0 | . | . | . | . | 0 | . | . | . | . | 0 | . | . | . | . | 0 | . | . | . | . | 0 | 0.404 | 0 | 0 | 0 | 0.404 | 48 | 0 | 0 | 0 | 48 | 67.317 | 0 | 0 | 0 | 67.317
2023 | WI | 13780 | Northern States Power Co | MISO | AC | 2.52 | 0.505 | . | . | 3.025 | 334 | 25 | . | . | 359 | . | . | . | . | 0 | 0.334 | 2.695 | . | . | 3.029 | 100 | 49 | . | . | 149 | . | . | . | . | 0 | . | . | . | . | 0 | . | . | . | . | 0 | . | . | . | . | 0 | . | . | . | . | 0 | . | . | . | . | 0 | . | . | . | . | 0 | . | . | . | . | 0 | . | . | . | . | 0 | . | . | . | . | 0 | . | . | . | . | 0 | . | . | . | . | 0 | . | . | . | . | 0 | . | . | . | . | 0 | 2.854 | 3.2 | 0 | 0 | 6.054 | 434 | 74 | 0 | 0 | 508 | 0 | 0 | 0 | 0 | 0
2023 | WI | 13815 | Northwestern Wisconsin Elec Co | MISO | AC | 0.639 | 0.103 | . | . | 0.742 | 86 | 11 | . | . | 97 | 163.848 | 38.7 | . | . | 202.548 | . | . | . | . | 0 | . | . | . | . | 0 | . | . | . | . | 0 | . | . | . | . | 0 | . | . | . | . | 0 | . | . | . | . | 0 | . | . | . | . | 0 | . | . | . | . | 0 | . | . | . | . | 0 | . | . | . | . | 0 | 0.02 | 0.04 | . | . | 0.06 | 1 | 2 | . | . | 3 | . | . | . | . | 0 | . | . | . | . | 0 | . | . | . | . | 0 | . | . | . | . | 0 | 0.659 | 0.143 | 0 | 0 | 0.802 | 87 | 13 | 0 | 0 | 100 | 163.848 | 38.7 | 0 | 0 | 202.548
2023 | WI | 13936 | Oakdale Electric Coop | MISO | AC | 1.122 | 0.039 | 0 | 0 | 1.161 | 141 | 3 | 0 | 0 | 144 | 0 | 0 | 0 | 0 | 0 | 0 | 0 | 0 | 0 | 0 | 0 | 0 | 0 | 0 | 0 | 0.2 | 0 | 0 | 0 | 0.2 | 93 | 0 | 0 | 0 | 93 | 0 | 0 | 0 | 0 | 0 | 0 | 0 | 0 | 0 | 0 | 0 | 0 | 0 | 0 | 0 | 0 | 0 | 0 | 0 | 0 | 0 | 0 | 0 | 0 | 0 | 0 | 0 | 0 | 0 | 0 | 0.01 | 0 | 0 | 0 | 0.01 | 2 | 0 | 0 | 0 | 2 | 0 | 0 | 0 | 0 | 0 | 0 | 0 | 0 | 0 | 0 | 0 | 0 | 0 | 0 | 0 | 0 | 0 | 0 | 0 | 0 | 1.332 | 0.039 | 0 | 0 | 1.371 | 236 | 3 | 0 | 0 | 239 | 0 | 0 | 0 | 0 | 0
2023 | WI | 13963 | Oconomowoc Utilities | MISO | DC | 0.465 | 0.017 | 0 | 0 | 0.482 | 67 | 3 | 0 | 0 | 70 | 0 | 0 | 0 | 0 | 0 | 0 | 0 | 0 | 0 | 0 | 0 | 0 | 0 | 0 | 0 | 0 | 0 | 0 | 0 | 0 | 0 | 0 | 0 | 0 | 0 | . | . | . | . | 0 | . | . | . | . | 0 | . | . | . | . | 0 | . | . | . | . | 0 | . | . | . | . | 0 | . | . | . | . | 0 | 0 | 0 | 0 | 0 | 0 | 0 | 0 | 0 | 0 | 0 | 0 | 0 | 0 | 0 | 0 | 0 | 0 | 0 | 0 | 0 | 0 | 0 | 0 | 0 | 0 | 0 | 0 | 0 | 0 | 0 | 0.465 | 0.017 | 0 | 0 | 0.482 | 67 | 3 | 0 | 0 | 70 | 0 | 0 | 0 | 0 | 0
2023 | WI | 15159 | City of Plymouth - (WI) | MISO | DC | 0.442 | 1.104 | 0 | 0 | 1.546 | 51 | 14 | 0 | 0 | 65 | 0 | 0 | 0 | 0 | 0 | 0 | 0 | 0 | 0 | 0 | 0 | 0 | 0 | 0 | 0 | 0 | 0 | 0 | 0 | 0 | 0 | 0 | 0 | 0 | 0 | . | . | . | . | 0 | . | . | . | . | 0 | . | . | . | . | 0 | . | . | . | . | 0 | . | . | . | . | 0 | . | . | . | . | 0 | 0.1 | 0 | 0 | 0 | 0.1 | 1 | 0 | 0 | 0 | 1 | 0 | 0 | 0 | 0 | 0 | 0 | 0.13 | 0 | 0 | 0.13 | 0 | 1 | 0 | 0 | 1 | 0 | 0 | 0 | 0 | 0 | 0.542 | 1.234 | 0 | 0 | 1.776 | 52 | 15 | 0 | 0 | 67 | 0 | 0 | 0 | 0 | 0
2023 | WI | 15312 | Village of Prairie Du Sac - (WI) | MISO | DC | 0.148 | 0.153 | 0 | 0 | 0.301 | 24 | 8 | 0 | 0 | 32 | 0 | 0 | 0 | 0 | 0 | 0 | 0 | 0 | 0 | 0 | 0 | 0 | 0 | 0 | 0 | 0 | 0 | 0 | 0 | 0 | 0 | 0 | 0 | 0 | 0 | . | . | . | . | 0 | . | . | . | . | 0 | . | . | . | . | 0 | . | . | . | . | 0 | . | . | . | . | 0 | . | . | . | . | 0 | 0 | 0 | 0 | 0 | 0 | 0 | 0 | 0 | 0 | 0 | 0 | 0 | 0 | 0 | 0 | 0 | 0 | 0 | 0 | 0 | 0 | 0 | 0 | 0 | 0 | 0 | 0 | 0 | 0 | 0 | 0.148 | 0.153 | 0 | 0 | 0.301 | 24 | 8 | 0 | 0 | 32 | 0 | 0 | 0 | 0 | 0
2023 | WI | 15344 | Polk-Burnett Electric Coop | MISO | AC | 1.361 | 0.114 | . | . | 1.475 | 174 | 9 | . | . | 183 | 294.149 | 30.127 | . | . | 324.276 | . | . | . | . | 0 | . | . | . | . | 0 | . | . | . | . | 0 | . | . | . | . | 0 | . | . | . | . | 0 | . | . | . | . | 0 | . | . | . | . | 0 | . | . | . | . | 0 | . | . | . | . | 0 | . | . | . | . | 0 | 0.039 | . | . | . | 0.039 | 1 | . | . | . | 1 | 68.6 | . | . | . | 68.6 | . | . | . | . | 0 | . | . | . | . | 0 | . | . | . | . | 0 | 1.4 | 0.114 | 0 | 0 | 1.514 | 175 | 9 | 0 | 0 | 184 | 362.749 | 30.127 | 0 | 0 | 392.876
2023 | WI | 15804 | Reedsburg Utility Comm | MISO | DC | 0.122 | 0.43 | 0 | 0 | 0.552 | 17 | 10 | 0 | 0 | 27 | 0 | 0 | 0 | 0 | 0 | 0 | 0 | 0 | 0 | 0 | 0 | 0 | 0 | 0 | 0 | 0 | 0 | 0 | 0 | 0 | 0 | 0 | 0 | 0 | 0 | . | . | . | . | 0 | . | . | . | . | 0 | . | . | . | . | 0 | . | . | . | . | 0 | . | . | . | . | 0 | . | . | . | . | 0 | 0 | 0 | 0 | 0 | 0 | 0 | 0 | 0 | 0 | 0 | 0 | 0 | 0 | 0 | 0 | 0 | 0 | 0 | 0 | 0 | 0 | 0 | 0 | 0 | 0 | 0 | 0 | 0 | 0 | 0 | 0.122 | 0.43 | 0 | 0 | 0.552 | 17 | 10 | 0 | 0 | 27 | 0 | 0 | 0 | 0 | 0
2023 | WI | 15978 | City of Richland Center - (WI) | MISO | DC | 0.034 | 0.055 | 0 | 0 | 0.089 | 4 | 4 | 0 | 0 | 8 | 0 | 0 | 0 | 0 | 0 | 0 | 0 | 0 | 0 | 0 | 0 | 0 | 0 | 0 | 0 | 0 | 0 | 0 | 0 | 0 | 0 | 0 | 0 | 0 | 0 | . | . | . | . | 0 | . | . | . | . | 0 | . | . | . | . | 0 | . | . | . | . | 0 | . | . | . | . | 0 | . | . | . | . | 0 | 0 | 0 | 0 | 0 | 0 | 0 | 0 | 0 | 0 | 0 | 0 | 0 | 0 | 0 | 0 | 0 | 0 | 0 | 0 | 0 | 0 | 0 | 0 | 0 | 0 | 0 | 0 | 0 | 0 | 0 | 0.034 | 0.055 | 0 | 0 | 0.089 | 4 | 4 | 0 | 0 | 8 | 0 | 0 | 0 | 0 | 0
2023 | WI | 16082 | City of River Falls | MISO | DC | 0.572 | 0.865 | 0 | 0 | 1.437 | 83 | 15 | 0 | 0 | 98 | 0 | 0 | 0 | 0 | 0 | 0 | 0 | 0 | 0 | 0 | 0 | 0 | 0 | 0 | 0 | 0 | 0 | 0 | 0 | 0 | 0 | 0 | 0 | 0 | 0 | . | . | . | . | 0 | . | . | . | . | 0 | . | . | . | . | 0 | . | . | . | . | 0 | . | . | . | . | 0 | . | . | . | . | 0 | 0 | 0 | 0 | 0 | 0 | 0 | 0 | 0 | 0 | 0 | 0 | 0 | 0 | 0 | 0 | 0 | 0 | 0 | 0 | 0 | 0 | 0 | 0 | 0 | 0 | 0 | 0 | 0 | 0 | 0 | 0.572 | 0.865 | 0 | 0 | 1.437 | 83 | 15 | 0 | 0 | 98 | 0 | 0 | 0 | 0 | 0
2023 | WI | 16196 | Rock Energy Cooperative | MISO | AC | 0.447 | . | . | . | 0.447 | 54 | . | . | . | 54 | . | . | . | . | 0 | . | . | . | . | 0 | . | . | . | . | 0 | . | . | . | . | 0 | . | . | . | . | 0 | . | . | . | . | 0 | . | . | . | . | 0 | . | . | . | . | 0 | . | . | . | . | 0 | . | . | . | . | 0 | . | . | . | . | 0 | . | . | . | . | 0 | . | . | . | . | 0 | . | . | . | . | 0 | . | . | . | . | 0 | . | . | . | . | 0 | . | . | . | . | 0 | 0.447 | 0 | 0 | 0 | 0.447 | 54 | 0 | 0 | 0 | 54 | 0 | 0 | 0 | 0 | 0
2023 | WI | 16740 | Scenic Rivers Energy Coop | MISO | AC | 1.985 | . | 0.286 | . | 2.271 | 211 | . | 4 | . | 215 | 1502.1 | . | 399.711 | . | 1901.811 | . | . | . | . | 0 | . | . | . | . | 0 | . | . | . | . | 0 | . | . | . | . | 0 | 0.088 | . | . | . | 0.088 | 7 | . | . | . | 7 | 0.095 | . | . | . | 0.095 | . | . | . | . | 0 | . | . | . | . | 0 | . | . | . | . | 0 | 0.019 | . | . | . | 0.019 | 1 | . | . | . | 1 | 0 | . | . | . | 0 | . | . | . | . | 0 | . | . | . | . | 0 | . | . | . | . | 0 | 2.004 | 0 | 0.286 | 0 | 2.29 | 212 | 0 | 4 | 0 | 216 | 1502.1 | 0 | 399.711 | 0 | 1901.811
2023 | WI | 17324 | Slinger Utilities | MISO | DC | 0.044 | 0.107 | 0 | 0 | 0.151 | 5 | 2 | 0 | 0 | 7 | 0 | 0 | 0 | 0 | 0 | 0 | 0 | 0 | 0 | 0 | 0 | 0 | 0 | 0 | 0 | 0 | 0 | 0 | 0 | 0 | 0 | 0 | 0 | 0 | 0 | . | . | . | . | 0 | . | . | . | . | 0 | . | . | . | . | 0 | . | . | . | . | 0 | . | . | . | . | 0 | . | . | . | . | 0 | 0 | 0 | 0 | 0 | 0 | 0 | 0 | 0 | 0 | 0 | 0 | 0 | 0 | 0 | 0 | 0 | 0 | 0 | 0 | 0 | 0 | 0 | 0 | 0 | 0 | 0 | 0 | 0 | 0 | 0 | 0.044 | 0.107 | 0 | 0 | 0.151 | 5 | 2 | 0 | 0 | 7 | 0 | 0 | 0 | 0 | 0
2023 | WI | 18181 | City of Stoughton - (WI) | MISO | DC | 0.967 | 0.548 | 0 | 0 | 1.515 | 125 | 10 | 0 | 0 | 135 | 0 | 0 | 0 | 0 | 0 | 0 | 0 | 0 | 0 | 0 | 0 | 0 | 0 | 0 | 0 | 0 | 0 | 0 | 0 | 0 | 0 | 0 | 0 | 0 | 0 | . | . | . | . | 0 | . | . | . | . | 0 | . | . | . | . | 0 | . | . | . | . | 0 | . | . | . | . | 0 | . | . | . | . | 0 | 0 | 0 | 0 | 0 | 0 | 0 | 0 | 0 | 0 | 0 | 0 | 0 | 0 | 0 | 0 | 0 | 0 | 0 | 0 | 0 | 0 | 0 | 0 | 0 | 0 | 0 | 0 | 0 | 0 | 0 | 0.967 | 0.548 | 0 | 0 | 1.515 | 125 | 10 | 0 | 0 | 135 | 0 | 0 | 0 | 0 | 0
2023 | WI | 18249 | City of Sturgeon Bay - (WI) | MISO | DC | 0.213 | 0.107 | 0 | 0 | 0.32 | 29 | 9 | 0 | 0 | 38 | 0 | 0 | 0 | 0 | 0 | 0 | 0 | 0 | 0 | 0 | 0 | 0 | 0 | 0 | 0 | 0 | 0 | 0 | 0 | 0 | 0 | 0 | 0 | 0 | 0 | . | . | . | . | 0 | . | . | . | . | 0 | . | . | . | . | 0 | . | . | . | . | 0 | . | . | . | . | 0 | . | . | . | . | 0 | 0.03 | 0 | 0 | 0 | 0.03 | 2 | 0 | 0 | 0 | 2 | 0 | 0 | 0 | 0 | 0 | 0 | 0 | 0 | 0 | 0 | 0 | 0 | 0 | 0 | 0 | 0 | 0 | 0 | 0 | 0 | 0.243 | 0.107 | 0 | 0 | 0.35 | 31 | 9 | 0 | 0 | 40 | 0 | 0 | 0 | 0 | 0
2023 | WI | 18312 | Sun Prairie Utilities | MISO | DC | 1.885 | 0.86 | 0 | 0 | 2.745 | 266 | 15 | 0 | 0 | 281 | 0 | 0 | 0 | 0 | 0 | 0 | 0 | 0 | 0 | 0 | 0 | 0 | 0 | 0 | 0 | 0 | 0 | 0 | 0 | 0 | 0 | 0 | 0 | 0 | 0 | . | . | . | . | 0 | . | . | . | . | 0 | . | . | . | . | 0 | . | . | . | . | 0 | . | . | . | . | 0 | . | . | . | . | 0 | 0 | 0 | 0 | 0 | 0 | 0 | 0 | 0 | 0 | 0 | 0 | 0 | 0 | 0 | 0 | 0 | 0 | 0 | 0 | 0 | 0 | 0 | 0 | 0 | 0 | 0 | 0 | 0 | 0 | 0 | 1.885 | 0.86 | 0 | 0 | 2.745 | 266 | 15 | 0 | 0 | 281 | 0 | 0 | 0 | 0 | 0
2023 | WI | 19324 | Two Rivers Water & Light | MISO | DC | 0.049 | 0.13 | 0 | 0 | 0.179 | 7 | 5 | 0 | 0 | 12 | 0 | 0 | 0 | 0 | 0 | 0 | 0 | 0 | 0 | 0 | 0 | 0 | 0 | 0 | 0 | 0 | 0 | 0 | 0 | 0 | 0 | 0 | 0 | 0 | 0 | . | . | . | . | 0 | . | . | . | . | 0 | . | . | . | . | 0 | . | . | . | . | 0 | . | . | . | . | 0 | . | . | . | . | 0 | 0 | 0.05 | 0 | 0 | 0.05 | 0 | 1 | 0 | 0 | 1 | 0 | 0 | 0 | 0 | 0 | 0 | 0 | 0 | 0 | 0 | 0 | 0 | 0 | 0 | 0 | 0 | 0 | 0 | 0 | 0 | 0.049 | 0.18 | 0 | 0 | 0.229 | 7 | 6 | 0 | 0 | 13 | 0 | 0 | 0 | 0 | 0
2023 | WI | 20182 | Waterloo Light & Water Comm | MISO | DC | 0.059 | 0.02 | 0 | 0 | 0.079 | 8 | 3 | 0 | 0 | 11 | 0 | 0 | 0 | 0 | 0 | 0 | 0 | 0 | 0 | 0 | 0 | 0 | 0 | 0 | 0 | 0 | 0 | 0 | 0 | 0 | 0 | 0 | 0 | 0 | 0 | . | . | . | . | 0 | . | . | . | . | 0 | . | . | . | . | 0 | . | . | . | . | 0 | . | . | . | . | 0 | . | . | . | . | 0 | 0 | 0 | 0 | 0 | 0 | 0 | 0 | 0 | 0 | 0 | 0 | 0 | 0 | 0 | 0 | 0 | 0 | 0 | 0 | 0 | 0 | 0 | 0 | 0 | 0 | 0 | 0 | 0 | 0 | 0 | 0.059 | 0.02 | 0 | 0 | 0.079 | 8 | 3 | 0 | 0 | 11 | 0 | 0 | 0 | 0 | 0
2023 | WI | 20211 | Village of Waunakee - (WI) | MISO | DC | 0.735 | 0.404 | 0 | 0 | 1.139 | 86 | 7 | 0 | 0 | 93 | 0 | 0 | 0 | 0 | 0 | 0 | 0 | 0 | 0 | 0 | 0 | 0 | 0 | 0 | 0 | 0 | 0 | 0 | 0 | 0 | 0 | 0 | 0 | 0 | 0 | . | . | . | . | 0 | . | . | . | . | 0 | . | . | . | . | 0 | . | . | . | . | 0 | . | . | . | . | 0 | . | . | . | . | 0 | 0 | 0 | 0 | 0 | 0 | 0 | 0 | 0 | 0 | 0 | 0 | 0 | 0 | 0 | 0 | 0 | 0 | 0 | 0 | 0 | 0 | 0 | 0 | 0 | 0 | 0 | 0 | 0 | 0 | 0 | 0.735 | 0.404 | 0 | 0 | 1.139 | 86 | 7 | 0 | 0 | 93 | 0 | 0 | 0 | 0 | 0
2023 | WI | 20213 | Waupun Utilities | MISO | DC | 0.041 | 0.006 | 0 | 0 | 0.047 | 4 | 1 | 0 | 0 | 5 | 0 | 0 | 0 | 0 | 0 | 0 | 0 | 0 | 0 | 0 | 0 | 0 | 0 | 0 | 0 | 0 | 0 | 0 | 0 | 0 | 0 | 0 | 0 | 0 | 0 | . | . | . | . | 0 | . | . | . | . | 0 | . | . | . | . | 0 | . | . | . | . | 0 | . | . | . | . | 0 | . | . | . | . | 0 | 0 | 0 | 0 | 0 | 0 | 0 | 0 | 0 | 0 | 0 | 0 | 0 | 0 | 0 | 0 | 0 | 0 | 0 | 0 | 0 | 0 | 0 | 0 | 0 | 0 | 0 | 0 | 0 | 0 | 0 | 0.041 | 0.006 | 0 | 0 | 0.047 | 4 | 1 | 0 | 0 | 5 | 0 | 0 | 0 | 0 | 0
2023 | WI | 20434 | City of Westby | MISO | DC | 0.055 | 0.075 | 0 | 0 | 0.13 | 8 | 3 | 0 | 0 | 11 | 0 | 0 | 0 | 0 | 0 | 0 | 0 | 0 | 0 | 0 | 0 | 0 | 0 | 0 | 0 | 0 | 0 | 0 | 0 | 0 | 0 | 0 | 0 | 0 | 0 | . | . | . | . | 0 | . | . | . | . | 0 | . | . | . | . | 0 | . | . | . | . | 0 | . | . | . | . | 0 | . | . | . | . | 0 | 0 | 0 | 0 | 0 | 0 | 0 | 0 | 0 | 0 | 0 | 0 | 0 | 0 | 0 | 0 | 0 | 0 | 0 | 0 | 0 | 0 | 0 | 0 | 0 | 0 | 0 | 0 | 0 | 0 | 0 | 0.055 | 0.075 | 0 | 0 | 0.13 | 8 | 3 | 0 | 0 | 11 | 0 | 0 | 0 | 0 | 0
2023 | WI | 20583 | Whitehall Electric Utility | MISO | DC | 0.012 | 0.015 | 0 | 0 | 0.027 | 1 | 1 | 0 | 0 | 2 | 0 | 0 | 0 | 0 | 0 | 0 | 0 | 0 | 0 | 0 | 0 | 0 | 0 | 0 | 0 | 0 | 0 | 0 | 0 | 0 | 0 | 0 | 0 | 0 | 0 | . | . | . | . | 0 | . | . | . | . | 0 | . | . | . | . | 0 | . | . | . | . | 0 | . | . | . | . | 0 | . | . | . | . | 0 | 0 | 0 | 0 | 0 | 0 | 0 | 0 | 0 | 0 | 0 | 0 | 0 | 0 | 0 | 0 | 0 | 0 | 0 | 0 | 0 | 0 | 0 | 0 | 0 | 0 | 0 | 0 | 0 | 0 | 0 | 0.012 | 0.015 | 0 | 0 | 0.027 | 1 | 1 | 0 | 0 | 2 | 0 | 0 | 0 | 0 | 0
2023 | WI | 20847 | Wisconsin Electric Power Co | MISO | DC | 40.702 | 11.025 | 15.714 | . | 67.441 | 4543 | 312 | 88 | . | 4943 | . | . | . | . | 0 | . | . | . | . | 0 | . | . | . | . | 0 | . | . | . | . | 0 | . | . | . | . | 0 | 0.741 | 0.193 | . | . | 0.934 | 92 | 5 | . | . | 97 | . | . | . | . | 0 | . | . | . | . | 0 | . | . | . | . | 0 | . | . | . | . | 0 | 0.437 | 0.799 | 0.02 | . | 1.256 | 32 | 31 | 1 | . | 64 | . | . | . | . | 0 | . | 0.025 | . | . | 0.025 | . | 3 | . | . | 3 | . | . | . | . | 0 | 41.139 | 11.849 | 15.734 | 0 | 68.722 | 4575 | 346 | 89 | 0 | 5010 | 0 | 0 | 0 | 0 | 0
2023 | WI | 20856 | Wisconsin Power & Light Co | MISO | AC | 28.251 | 6.321 | 0.045 | . | 34.617 | 4147 | 523 | 5 | . | 4675 | . | . | . | . | 0 | . | . | . | . | 0 | . | . | . | . | 0 | . | . | . | . | 0 | . | . | . | . | 0 | . | . | . | . | 0 | . | . | . | . | 0 | . | . | . | . | 0 | . | . | . | . | 0 | . | . | . | . | 0 | . | . | . | . | 0 | 0.251 | 0.179 | . | . | 0.43 | 30 | 18 | . | . | 48 | . | . | . | . | 0 | 0.02 | 0.25 | . | . | 0.27 | 1 | 15 | . | . | 16 | . | . | . | . | 0 | 28.522 | 6.75 | 0.045 | 0 | 35.317 | 4178 | 556 | 5 | 0 | 4739 | 0 | 0 | 0 | 0 | 0
2023 | WI | 20860 | Wisconsin Public Service Corp | MISO | DC | 11.507 | 15.124 | . | . | 26.631 | 1509 | 316 | . | . | 1825 | . | . | . | . | 0 | . | . | . | . | 0 | . | . | . | . | 0 | . | . | . | . | 0 | . | . | . | . | 0 | 0.209 | 0.546 | . | . | 0.755 | 25 | 4 | . | . | 29 | . | . | . | . | 0 | . | . | . | . | 0 | . | . | . | . | 0 | . | . | . | . | 0 | 0.441 | 0.511 | . | . | 0.952 | 39 | 15 | . | . | 54 | . | . | . | . | 0 | 0.01 | 4.23 | . | . | 4.24 | 1 | 6 | . | . | 7 | . | . | . | . | 0 | 11.958 | 19.865 | 0 | 0 | 31.823 | 1549 | 337 | 0 | 0 | 1886 | 0 | 0 | 0 | 0 | 0
2023 | WI | 20862 | Wisconsin Rapids W W & L Comm | MISO | AC | 0.274 | 0.073 | 0.002 | . | 0.349 | 42 | 8 | 1 | . | 51 | 42.979 | 4.261 | . | . | 47.24 | . | . | . | . | 0 | . | . | . | . | 0 | . | . | . | . | 0 | . | . | . | . | 0 | 0.005 | . | . | . | 0.005 | 1 | . | . | . | 1 | 0.014 | . | . | . | 0.014 | . | . | . | . | 0 | . | . | . | . | 0 | . | . | . | . | 0 | . | . | . | . | 0 | . | . | . | . | 0 | . | . | . | . | 0 | . | . | . | . | 0 | . | . | . | . | 0 | . | . | . | . | 0 | 0.274 | 0.073 | 0.002 | 0 | 0.349 | 42 | 8 | 1 | 0 | 51 | 42.979 | 4.261 | 0 | 0 | 47.24
2023 | WI | 99999 | State Adjustment | MISO |  | -5.911 | -5.376 | -2.741 | . | -14.028 | . | . | . | . | . | . | . | . | . | . | . | . | . | . | . | . | . | . | . | . | . | . | . | . | . | . | . | . | . | . | . | . | . | . | . | . | . | . | . | . | . | . | . | . | . | . | . | . | . | . | . | . | . | . | . | . | . | . | . | . | . | . | . | . | . | . | . | . | . | . | . | . | . | . | . | . | . | . | . | . | . | . | . | . | . | . | . | . | . | . | -5.911 | -5.376 | -2.741 | . | -14.028 | . | . | . | . | . | . | . | . | . | .
2023 | WV | 733 | Appalachian Power Co | PJM | AC | 11.53 | 1.345 | 0.483 | . | 13.358 | 1311 | 72 | 3 | . | 1386 | 7525.87 | 772.507 | 378.72 | . | 8677.097 | . | . | . | . | 0 | . | . | . | . | 0 | 0.439 | 0.377 | . | . | 0.816 | 32 | 24 | . | . | 56 | 1.158 | 0.015 | . | . | 1.173 | 224 | 2 | . | . | 226 | 2.959 | 0.024 | . | . | 2.983 | . | . | . | . | 0 | . | . | . | . | 0 | . | . | . | . | 0 | 0.026 | 0.003 | . | . | 0.029 | 5 | 1 | . | . | 6 | 0.288 | 0 | . | . | 0.288 | . | . | . | . | 0 | . | . | . | . | 0 | . | . | . | . | 0 | 11.995 | 1.725 | 0.483 | 0 | 14.203 | 1348 | 97 | 3 | 0 | 1448 | 7526.158 | 772.507 | 378.72 | 0 | 8677.385
2023 | WV | 12796 | Monongahela Power Co | PJM | AC | 5.424 | 2.84 | 0.271 | 0 | 8.535 | 680 | 77 | 3 | 0 | 760 | 0 | 0 | 0 | 0 | 0 | 0 | 0 | 0 | 0 | 0 | 0 | 0 | 0 | 0 | 0 | 0.298 | 0.363 | 0 | 0 | 0.661 | 24 | 18 | 0 | 0 | 42 | 1.033 | 0.065 | 0 | 0 | 1.098 | 125 | 5 | 0 | 0 | 130 | 0 | 0 | 0 | 0 | 0 | 0 | 0 | 0 | 0 | 0 | 0 | 0 | 0 | 0 | 0 | 0 | 0 | 0 | 0 | 0 | 0.034 | 0.001 | 0 | 0 | 0.035 | 11 | 1 | 0 | 0 | 12 | 0 | 0 | 0 | 0 | 0 | 0 | 0 | 0 | 0 | 0 | 0 | 0 | 0 | 0 | 0 | 0 | 0 | 0 | 0 | 0 | 5.756 | 3.204 | 0.271 | 0 | 9.231 | 715 | 96 | 3 | 0 | 814 | 0 | 0 | 0 | 0 | 0
2023 | WV | 15263 | The Potomac Edison Company | PJM | AC | 7.585 | 2.197 | 0.053 | 0 | 9.835 | 852 | 53 | 1 | 0 | 906 | 0 | 0 | 0 | 0 | 0 | 0 | 0 | 0 | 0 | 0 | 0 | 0 | 0 | 0 | 0 | 0.187 | 0.748 | 0 | 0 | 0.935 | 13 | 9 | 0 | 0 | 22 | 1.922 | 0.015 | 0 | 0 | 1.937 | 154 | 1 | 0 | 0 | 155 | 0 | 0 | 0 | 0 | 0 | 0 | 0 | 0 | 0 | 0 | 0 | 0 | 0 | 0 | 0 | 0 | 0 | 0 | 0 | 0 | 0.016 | 0.005 | 0 | 0 | 0.021 | 7 | 2 | 0 | 0 | 9 | 0 | 0 | 0 | 0 | 0 | 0 | 0 | 0 | 0 | 0 | 0 | 0 | 0 | 0 | 0 | 0 | 0 | 0 | 0 | 0 | 7.788 | 2.95 | 0.053 | 0 | 10.791 | 872 | 64 | 1 | 0 | 937 | 0 | 0 | 0 | 0 | 0
2023 | WV | 20521 | Wheeling Power Co | PJM | AC | 0.888 | 0.045 | 0.563 | . | 1.496 | 98 | 4 | 2 | . | 104 | 548.859 | 20.536 | 3.9 | . | 573.295 | . | . | . | . | 0 | . | . | . | . | 0 | . | 0.05 | . | . | 0.05 | . | 1 | . | . | 1 | 0.093 | . | . | . | 0.093 | 18 | . | . | . | 18 | 0.219 | . | . | . | 0.219 | . | . | . | . | 0 | . | . | . | . | 0 | . | . | . | . | 0 | 0.012 | . | . | . | 0.012 | 2 | . | . | . | 2 | 3.162 | . | . | . | 3.162 | . | . | . | . | 0 | . | . | . | . | 0 | . | . | . | . | 0 | 0.9 | 0.095 | 0.563 | 0 | 1.558 | 100 | 5 | 2 | 0 | 107 | 552.021 | 20.536 | 3.9 | 0 | 576.457
2023 | WV | 99999 | State Adjustment | PJM |  | 0.063 | . | . | . | 0.063 | . | . | . | . | . | . | . | . | . | . | . | . | . | . | . | . | . | . | . | . | . | . | . | . | . | . | . | . | . | . | . | . | . | . | . | . | . | . | . | . | . | . | . | . | . | . | . | . | . | . | . | . | . | . | . | . | . | . | . | . | . | . | . | . | . | . | . | . | . | . | . | . | . | . | . | . | . | . | . | . | . | . | . | . | . | . | . | . | . | . | 0.063 | . | . | . | 0.063 | . | . | . | . | . | . | . | . | . | .
2023 | WY | 3461 | Cheyenne Light Fuel & Power | WACM | DC | 6.938 | 0.113 | 0 | 0 | 7.051 | 971 | 12 | 0 | 0 | 983 | . | . | . | . | 0 | . | . | . | . | 0 | . | . | . | . | 0 | . | . | . | . | 0 | . | . | . | . | 0 | . | . | . | . | 0 | . | . | . | . | 0 | . | . | . | . | 0 | . | . | . | . | 0 | . | . | . | . | 0 | . | . | . | . | 0 | 0.261 | 0.044 | . | . | 0.305 | 104 | 3 | . | . | 107 | . | . | . | . | 0 | . | . | . | . | 0 | . | . | . | . | 0 | . | . | . | . | 0 | 7.199 | 0.157 | 0 | 0 | 7.356 | 1075 | 15 | 0 | 0 | 1090 | 0 | 0 | 0 | 0 | 0
2023 | WY | 6169 | Fall River Rural Elec Coop Inc | BPAT | AC | 0.003 | . | . | . | 0.003 | 1 | . | . | . | 1 | . | . | . | . | 0 | . | . | . | . | 0 | . | . | . | . | 0 | . | . | . | . | 0 | . | . | . | . | 0 | . | . | . | . | 0 | . | . | . | . | 0 | . | . | . | . | 0 | . | . | . | . | 0 | . | . | . | . | 0 | . | . | . | . | 0 | 0.028 | 0.006 | . | . | 0.034 | 10 | 3 | . | . | 13 | . | . | . | . | 0 | . | . | . | . | 0 | . | . | . | . | 0 | . | . | . | . | 0 | 0.031 | 0.006 | 0 | 0 | 0.037 | 11 | 3 | 0 | 0 | 14 | 0 | 0 | 0 | 0 | 0
2023 | WY | 7222 | City of Gillette - (WY) | WAUW | AC | 0.232 | . | . | . | 0.232 | 18 | . | . | . | 18 | 8.264 | . | . | . | 8.264 | . | . | . | . | 0 | . | . | . | . | 0 | . | . | . | . | 0 | . | . | . | . | 0 | . | . | . | . | 0 | . | . | . | . | 0 | . | . | . | . | 0 | . | . | . | . | 0 | . | . | . | . | 0 | . | . | . | . | 0 | . | . | . | . | 0 | . | . | . | . | 0 | . | . | . | . | 0 | . | . | . | . | 0 | . | . | . | . | 0 | . | . | . | . | 0 | 0.232 | 0 | 0 | 0 | 0.232 | 18 | 0 | 0 | 0 | 18 | 8.264 | 0 | 0 | 0 | 8.264
2023 | WY | 8566 | High Plains Power Inc | WACM | AC | 0.835 | 0.061 | . | . | 0.896 | 96 | 6 | . | . | 102 | . | . | . | . | 0 | . | . | . | . | 0 | . | . | . | . | 0 | . | . | . | . | 0 | . | . | . | . | 0 | . | . | . | . | 0 | . | . | . | . | 0 | . | . | . | . | 0 | . | . | . | . | 0 | . | . | . | . | 0 | . | . | . | . | 0 | 0.009 | 0.025 | . | . | 0.034 | 2 | 5 | . | . | 7 | . | . | . | . | 0 | . | . | . | . | 0 | . | . | . | . | 0 | . | . | . | . | 0 | 0.844 | 0.086 | 0 | 0 | 0.93 | 98 | 11 | 0 | 0 | 109 | 0 | 0 | 0 | 0 | 0
2023 | WY | 11273 | Lower Valley Energy Inc | BPAT | AC | 0.931 | 0.422 | 0.231 | 0 | 1.584 | 119 | 19 | 8 | 0 | 146 | . | . | . | . | 0 | . | . | . | . | 0 | . | . | . | . | 0 | . | . | . | . | 0 | . | . | . | . | 0 | . | . | . | . | 0 | . | . | . | . | 0 | . | . | . | . | 0 | . | . | . | . | 0 | . | . | . | . | 0 | . | . | . | . | 0 | . | 0.025 | . | . | 0.025 | . | 2 | . | . | 2 | . | . | . | . | 0 | . | . | . | . | 0 | . | . | . | . | 0 | . | . | . | . | 0 | 0.931 | 0.447 | 0.231 | 0 | 1.609 | 119 | 21 | 8 | 0 | 148 | 0 | 0 | 0 | 0 | 0
2023 | WY | 12199 | Montana-Dakota Utilities Co | WACM | AC | 0.972 | 0.163 | . | . | 1.135 | 143 | 14 | . | . | 157 | . | . | . | . | 0 | . | . | . | . | 0 | . | . | . | . | 0 | . | . | . | . | 0 | . | . | . | . | 0 | 0.098 | . | . | . | 0.098 | 15 | . | . | . | 15 | . | . | . | . | 0 | . | . | . | . | 0 | . | . | . | . | 0 | . | . | . | . | 0 | 0.004 | . | . | . | 0.004 | 2 | . | . | . | 2 | . | . | . | . | 0 | . | 0.24 | . | . | 0.24 | . | 1 | . | . | 1 | . | . | . | . | 0 | 0.976 | 0.403 | 0 | 0 | 1.379 | 145 | 15 | 0 | 0 | 160 | 0 | 0 | 0 | 0 | 0
2023 | WY | 14354 | PacifiCorp | PACE | DC | 5.112 | 1.175 | 0.025 | 0 | 6.312 | 686 | 79 | 1 | 0 | 766 | . | . | . | . | 0 | . | . | . | . | 0 | . | . | . | . | 0 | . | . | . | . | 0 | . | . | . | . | 0 | 0.89 | 0.112 | 0 | 0 | 1.002 | 70 | 4 | 0 | 0 | 74 | 1.094 | 0.208 | 0 | 0 | 1.302 | . | . | . | . | 0 | . | . | . | . | 0 | . | . | . | . | 0 | 0.183 | 0.101 | 0 | 0 | 0.284 | 53 | 14 | 0 | 0 | 67 | . | . | . | . | 0 | 0.034 | 0.021 | 0 | 0 | 0.055 | 8 | 3 | 0 | 0 | 11 | . | . | . | . | 0 | 5.329 | 1.297 | 0.025 | 0 | 6.651 | 747 | 96 | 1 | 0 | 844 | 0 | 0 | 0 | 0 | 0
2023 | WY | 19156 | Powder River Energy Corp | WACM | AC | 1.157 | 0.062 | 0.104 | 0 | 1.323 | 102 | 3 | 10 | 0 | 115 | 296.559 | 0 | 42.112 | 0 | 338.671 | . | . | . | . | 0 | . | . | . | . | 0 | . | . | . | . | 0 | . | . | . | . | 0 | . | . | . | . | 0 | . | . | . | . | 0 | . | . | . | . | 0 | . | . | . | . | 0 | . | . | . | . | 0 | . | . | . | . | 0 | 0.025 | 0.01 | 0 | 0 | 0.035 | 8 | 1 | 0 | 0 | 9 | 0 | 0 | 0 | 0 | 0 | . | . | . | . | 0 | . | . | . | . | 0 | . | . | . | . | 0 | 1.182 | 0.072 | 0.104 | 0 | 1.358 | 110 | 4 | 10 | 0 | 124 | 296.559 | 0 | 42.112 | 0 | 338.671
2023 | WY | 27058 | High West Energy, Inc | WACM | DC | 0.414 | . | . | . | 0.414 | 207 | . | . | . | 207 | . | . | . | . | 0 | . | . | . | . | 0 | . | . | . | . | 0 | . | . | . | . | 0 | . | . | . | . | 0 | . | . | . | . | 0 | . | . | . | . | 0 | . | . | . | . | 0 | . | . | . | . | 0 | . | . | . | . | 0 | . | . | . | . | 0 | 0.06 | . | 0.004 | . | 0.064 | 30 | . | 1 | . | 31 | . | . | . | . | 0 | . | . | . | . | 0 | . | . | . | . | 0 | . | . | . | . | 0 | 0.474 | 0 | 0.004 | 0 | 0.478 | 237 | 0 | 1 | 0 | 238 | 0 | 0 | 0 | 0 | 0
2023 | WY | 99999 | State Adjustment | NWMT |  | 0.289 | . | . | . | 0.289 | . | . | . | . | . | . | . | . | . | . | . | . | . | . | . | . | . | . | . | . | . | . | . | . | . | . | . | . | . | . | . | . | . | . | . | . | . | . | . | . | . | . | . | . | . | . | . | . | . | . | . | . | . | . | . | . | . | . | . | . | . | . | . | . | . | . | . | . | . | . | . | . | . | . | . | . | . | . | . | . | . | . | . | . | . | . | . | . | . | . | 0.289 | . | . | . | 0.289 | . | . | . | . | . | . | . | . | . | .
2023 | WY | 99999 | State Adjustment | PACE |  | -0.892 | -0.205 | -0.004 | . | -1.101 | . | . | . | . | . | . | . | . | . | . | . | . | . | . | . | . | . | . | . | . | . | . | . | . | . | . | . | . | . | . | . | . | . | . | . | . | . | . | . | . | . | . | . | . | . | . | . | . | . | . | . | . | . | . | . | . | . | . | . | . | . | . | . | . | . | . | . | . | . | . | . | . | . | . | . | . | . | . | . | . | . | . | . | . | . | . | . | . | . | . | -0.892 | -0.205 | -0.004 | . | -1.101 | . | . | . | . | . | . | . | . | . | .
2023 | WY | 99999 | State Adjustment | WACM |  | -0.912 | 0.142 | 0.042 | . | -0.728 | . | . | . | . | . | . | . | . | . | . | . | . | . | . | . | . | . | . | . | . | . | . | . | . | . | . | . | . | . | . | . | . | . | . | . | . | . | . | . | . | . | . | . | . | . | . | . | . | . | . | . | . | . | . | . | . | . | . | . | . | . | . | . | . | . | . | . | . | . | . | . | . | . | . | . | . | . | . | . | . | . | . | . | . | . | . | . | . | . | . | -0.912 | 0.142 | 0.042 | . | -0.728 | . | . | . | . | . | . | . | . | . | .
Note: Data is reported as collected. Adjustments remove capacity lost in conversion from DC to AC and include PV capacity from the short form. All Technologies does not include batteries. Some utilities reclassified net metering as non net metering distributed, or vice versa. Source: U.S. Energy Information Administration, Form EIA-861, 'Annual Electric Power Industry Report.'

## EIA_861_NonNM_Distributed_2023
Utility Characteristics |  |  |  |  | Number and Capacity (MW) |  |  |  | Photovoltaic (MW) | [6 empty] | Battery (MW) | [5 empty] | Battery Energy (MWh) | [5 empty] | Wind (MW) | [5 empty] | Hydroelectric (MW) | [5 empty] | Fuel Cells (MW) | [5 empty] | Internal Combustion (MW) | [5 empty] | Combustion Turbine (MW) | [5 empty] | Steam (MW) | [5 empty] | Other (MW) | [5 empty] | Total (MW)
Year | State | Utility Number | Utility Name | BA_CODE | Number of Generators | Total Capacity | Capacity Back-up Only | Capacity Utility Owned | Type | Residential | Commercial | Industrial | Transportation | Direct Connected | Total | Residential | Commercial | Industrial | Transportation | Direct Connected | Total | Residential | Commercial | Industrial | Transportation | Direct Connected | Total | Residential | Commercial | Industrial | Transportation | Direct Connected | Total | Residential | Commercial | Industrial | Transportation | Direct Connected | Total | Residential | Commercial | Industrial | Transportation | Direct Connected | Total | Residential | Commercial | Industrial | Transportation | Direct Connected | Total | Residential | Commercial | Industrial | Transportation | Direct Connected | Total | Residential | Commercial | Industrial | Transportation | Direct Connected | Total | Residential | Commercial | Industrial | Transportation | Direct Connected | Total | Residential | Commercial | Industrial | Transportation | Direct Connected | Total
2023 | AK | 213 | Alaska Electric Light & Power Co. | NA | 6 | 0.141 | . | . | DC | . | 0.09 | . | . | . | 0.09 | . | . | . | . | . | 0 | . | . | . | . | . | 0 | . | 0.002 | . | . | . | 0.002 | . | 0.03 | . | . | . | 0.03 | . | . | . | . | . | 0 | . | . | . | . | . | 0 | . | . | . | . | . | 0 | . | . | 0.019 | . | . | 0.019 | . | . | . | . | . | 0 | 0 | 0.122 | 0.019 | 0 | 0 | 0.141
2023 | AK | 219 | Alaska Power and Telephone Co | NA | 32 | 6.124 | 1.71 | 4.59 | AC | . | 1.53 | . | . | 0.024 | 1.554 | . | . | . | . | . | 0 | . | . | . | . | . | 0 | . | . | . | . | . | 0 | . | . | . | . | 0.8 | 0.8 | . | . | . | . | . | 0 | . | . | . | . | 3.77 | 3.77 | . | . | . | . | . | 0 | . | . | . | . | . | 0 | . | . | . | . | . | 0 | 0 | 1.53 | 0 | 0 | 4.594 | 6.124
2023 | AK | 221 | Alaska Village Elec Coop, Inc | NA | 127 | 20.767 | 3.346 | 19.579 | AC | 0.038 | 0.958 | . | . | 0.483 | 1.479 | . | . | . | . | . | 0 | . | . | . | . | . | 0 | 0.016 | 0.175 | . | . | 4.8 | 4.991 | . | . | . | . | . | 0 | . | . | . | . | . | 0 | . | . | . | . | 14.297 | 14.297 | . | . | . | . | . | 0 | . | . | . | . | . | 0 | . | . | . | . | . | 0 | 0.054 | 1.133 | 0 | 0 | 19.58 | 20.767
2023 | AK | 3522 | Chugach Electric Assn Inc | CEA | 19 | 1.553 | 0.07 | . | AC | . | 0.146 | . | . | . | 0.146 | . | . | . | . | . | 0 | . | . | . | . | . | 0 | . | . | . | . | . | 0 | . | 0.082 | . | . | . | 0.082 | . | . | . | . | . | 0 | . | 0.175 | . | . | . | 0.175 | . | 1.15 | . | . | . | 1.15 | . | . | . | . | . | 0 | . | . | . | . | . | 0 | 0 | 1.553 | 0 | 0 | 0 | 1.553
2023 | AK | 7353 | Golden Valley Elec Assn Inc | NA | 31 | 0.665 | 0 | 0.563 | AC | . | 0.396 | 0.05 | . | 0.106 | 0.552 | . | . | . | . | . | 0 | . | . | . | . | . | 0 | . | 0.042 | . | . | . | 0.042 | . | . | . | . | . | 0 | . | . | . | . | . | 0 | . | . | . | . | . | 0 | . | 0.065 | . | . | . | 0.065 | . | . | . | . | . | 0 | . | 0.006 | . | . | . | 0.006 | 0 | 0.509 | 0.05 | 0 | 0.106 | 0.665
2023 | AK | 99999 | State Adjustment | NA | . | -0.016 | . | . |  | . | -0.016 | . | . | . | -0.016 | . | . | . | . | . | . | . | . | . | . | . | . | . | . | . | . | . | . | . | . | . | . | . | . | . | . | . | . | . | . | . | . | . | . | . | . | . | . | . | . | . | . | . | . | . | . | . | . | . | . | . | . | . | . | . | -0.016 | . | . | . | -0.016
2023 | AL | 195 | Alabama Power Co | SOCO | 406 | 8.522 | . | . | AC | 1.751 | 4.841 | 1.884 | . | . | 8.476 | . | . | . | . | . | 0 | . | . | . | . | . | 0 | 0.001 | 0.005 | . | . | . | 0.006 | . | . | . | . | . | 0 | . | . | . | . | . | 0 | . | . | . | . | . | 0 | . | . | . | . | . | 0 | . | . | . | . | . | 0 | . | . | 0.04 | . | . | 0.04 | 1.752 | 4.846 | 1.924 | 0 | 0 | 8.522
2023 | AL | 241 | Albertville Municipal Utilities Board | TVA | 3 | 0.026 | 0 | 0 | AC | 0.01 | 0.016 | 0 | 0 | 0 | 0.026 | 0 | 0 | 0 | 0 | 0 | 0 | . | . | . | . | . | 0 | 0 | 0 | 0 | 0 | 0 | 0 | 0 | 0 | 0 | 0 | 0 | 0 | 0 | 0 | 0 | 0 | 0 | 0 | 0 | 0 | 0 | 0 | 0 | 0 | 0 | 0 | 0 | 0 | 0 | 0 | 0 | 0 | 0 | 0 | 0 | 0 | 0 | 0 | 0 | 0 | 0 | 0 | 0.01 | 0.016 | 0 | 0 | 0 | 0.026
2023 | AL | 750 | Arab Electric Coop Inc | TVA | 12 | 0.297 | 0 | 0 | AC | 0.077 | 0.22 | 0 | 0 | 0 | 0.297 | 0 | 0 | 0 | 0 | 0 | 0 | . | . | . | . | . | 0 | 0 | 0 | 0 | 0 | 0 | 0 | 0 | 0 | 0 | 0 | 0 | 0 | 0 | 0 | 0 | 0 | 0 | 0 | 0 | 0 | 0 | 0 | 0 | 0 | 0 | 0 | 0 | 0 | 0 | 0 | 0 | 0 | 0 | 0 | 0 | 0 | 0 | 0 | 0 | 0 | 0 | 0 | 0.077 | 0.22 | 0 | 0 | 0 | 0.297
2023 | AL | 944 | City of Athens - (AL) | TVA | 20 | 0.371 | 0 | 0 | AC | 0.215 | 0.156 | 0 | 0 | 0 | 0.371 | 0 | 0 | 0 | 0 | 0 | 0 | . | . | . | . | . | 0 | 0 | 0 | 0 | 0 | 0 | 0 | 0 | 0 | 0 | 0 | 0 | 0 | 0 | 0 | 0 | 0 | 0 | 0 | 0 | 0 | 0 | 0 | 0 | 0 | 0 | 0 | 0 | 0 | 0 | 0 | 0 | 0 | 0 | 0 | 0 | 0 | 0 | 0 | 0 | 0 | 0 | 0 | 0.215 | 0.156 | 0 | 0 | 0 | 0.371
2023 | AL | 1640 | City of Bessemer Utilities | TVA | 1 | 0.011 | 0 | 0 | AC | 0.011 | 0 | 0 | 0 | 0 | 0.011 | 0 | 0 | 0 | 0 | 0 | 0 | . | . | . | . | . | 0 | 0 | 0 | 0 | 0 | 0 | 0 | 0 | 0 | 0 | 0 | 0 | 0 | 0 | 0 | 0 | 0 | 0 | 0 | 0 | 0 | 0 | 0 | 0 | 0 | 0 | 0 | 0 | 0 | 0 | 0 | 0 | 0 | 0 | 0 | 0 | 0 | 0 | 0 | 0 | 0 | 0 | 0 | 0.011 | 0 | 0 | 0 | 0 | 0.011
2023 | AL | 3222 | Central Alabama Electric Coop | SOCO | 17 | 0.935 | 0.867 | 0.935 |  | . | . | . | . | . | 0 | . | . | . | . | . | 0 | . | . | . | . | . | 0 | . | . | . | . | . | 0 | . | . | . | . | . | 0 | . | . | . | . | . | 0 | 0.935 | . | . | . | . | 0.935 | . | . | . | . | . | 0 | . | . | . | . | . | 0 | . | . | . | . | . | 0 | 0.935 | 0 | 0 | 0 | 0 | 0.935
2023 | AL | 4617 | Cullman Power Board | TVA | 2 | 0.043 | 0 | 0 | AC | 0 | 0.043 | 0 | 0 | 0 | 0.043 | 0 | 0 | 0 | 0 | 0 | 0 | . | . | . | . | . | 0 | 0 | 0 | 0 | 0 | 0 | 0 | 0 | 0 | 0 | 0 | 0 | 0 | 0 | 0 | 0 | 0 | 0 | 0 | 0 | 0 | 0 | 0 | 0 | 0 | 0 | 0 | 0 | 0 | 0 | 0 | 0 | 0 | 0 | 0 | 0 | 0 | 0 | 0 | 0 | 0 | 0 | 0 | 0 | 0.043 | 0 | 0 | 0 | 0.043
2023 | AL | 4618 | Cullman Electric Coop, Inc | TVA | 43 | 1.427 | 0 | 0 | AC | 0.231 | 1.196 | 0 | 0 | 0 | 1.427 | 0 | 0 | 0 | 0 | 0 | 0 | . | . | . | . | . | 0 | 0 | 0 | 0 | 0 | 0 | 0 | 0 | 0 | 0 | 0 | 0 | 0 | 0 | 0 | 0 | 0 | 0 | 0 | 0 | 0 | 0 | 0 | 0 | 0 | 0 | 0 | 0 | 0 | 0 | 0 | 0 | 0 | 0 | 0 | 0 | 0 | 0 | 0 | 0 | 0 | 0 | 0 | 0.231 | 1.196 | 0 | 0 | 0 | 1.427
2023 | AL | 4958 | Decatur Utilities | TVA | 3 | 0.244 | 0 | 0 | AC | 0.046 | 0.198 | 0 | 0 | 0 | 0.244 | 0 | 0 | 0 | 0 | 0 | 0 | . | . | . | . | . | 0 | 0 | 0 | 0 | 0 | 0 | 0 | 0 | 0 | 0 | 0 | 0 | 0 | 0 | 0 | 0 | 0 | 0 | 0 | 0 | 0 | 0 | 0 | 0 | 0 | 0 | 0 | 0 | 0 | 0 | 0 | 0 | 0 | 0 | 0 | 0 | 0 | 0 | 0 | 0 | 0 | 0 | 0 | 0.046 | 0.198 | 0 | 0 | 0 | 0.244
2023 | AL | 6422 | City of Florence - (AL) | TVA | 9 | 0.163 | 0 | 0 | AC | 0.052 | 0.111 | 0 | 0 | 0 | 0.163 | 0 | 0 | 0 | 0 | 0 | 0 | . | . | . | . | . | 0 | 0 | 0 | 0 | 0 | 0 | 0 | 0 | 0 | 0 | 0 | 0 | 0 | 0 | 0 | 0 | 0 | 0 | 0 | 0 | 0 | 0 | 0 | 0 | 0 | 0 | 0 | 0 | 0 | 0 | 0 | 0 | 0 | 0 | 0 | 0 | 0 | 0 | 0 | 0 | 0 | 0 | 0 | 0.052 | 0.111 | 0 | 0 | 0 | 0.163
2023 | AL | 6612 | Fort Payne Improvement Authority | TVA | 4 | 0.159 | 0 | 0 | AC | 0.01 | 0.149 | 0 | 0 | 0 | 0.159 | 0 | 0 | 0 | 0 | 0 | 0 | . | . | . | . | . | 0 | 0 | 0 | 0 | 0 | 0 | 0 | 0 | 0 | 0 | 0 | 0 | 0 | 0 | 0 | 0 | 0 | 0 | 0 | 0 | 0 | 0 | 0 | 0 | 0 | 0 | 0 | 0 | 0 | 0 | 0 | 0 | 0 | 0 | 0 | 0 | 0 | 0 | 0 | 0 | 0 | 0 | 0 | 0.01 | 0.149 | 0 | 0 | 0 | 0.159
2023 | AL | 7827 | Guntersville Electric Board | TVA | 3 | 0.15 | 0 | 0 | AC | 0 | 0.15 | 0 | 0 | 0 | 0.15 | 0 | 0 | 0 | 0 | 0 | 0 | . | . | . | . | . | 0 | 0 | 0 | 0 | 0 | 0 | 0 | 0 | 0 | 0 | 0 | 0 | 0 | 0 | 0 | 0 | 0 | 0 | 0 | 0 | 0 | 0 | 0 | 0 | 0 | 0 | 0 | 0 | 0 | 0 | 0 | 0 | 0 | 0 | 0 | 0 | 0 | 0 | 0 | 0 | 0 | 0 | 0 | 0 | 0.15 | 0 | 0 | 0 | 0.15
2023 | AL | 9094 | City of Huntsville - (AL) | TVA | 64 | 1.187 | 0 | 0 | AC | 0.503 | 0.684 | 0 | 0 | 0 | 1.187 | 0 | 0 | 0 | 0 | 0 | 0 | . | . | . | . | . | 0 | 0 | 0 | 0 | 0 | 0 | 0 | 0 | 0 | 0 | 0 | 0 | 0 | 0 | 0 | 0 | 0 | 0 | 0 | 0 | 0 | 0 | 0 | 0 | 0 | 0 | 0 | 0 | 0 | 0 | 0 | 0 | 0 | 0 | 0 | 0 | 0 | 0 | 0 | 0 | 0 | 0 | 0 | 0.503 | 0.684 | 0 | 0 | 0 | 1.187
2023 | AL | 9739 | Joe Wheeler Elec Member Corp | TVA | 20 | 2.172 | 0 | 0 | AC | 0.06 | 0.4 | 0 | 0 | 0 | 0.46 | 0 | 0 | 0 | 0 | 0 | 0 | . | . | . | . | . | 0 | 0 | 0 | 0 | 0 | 0 | 0 | 0 | 0 | 0 | 0 | 0 | 0 | 0 | 0 | 0 | 0 | 0 | 0 | 0 | 0 | 0 | 0 | 0 | 0 | 0 | 0 | 0 | 0 | 0 | 0 | 0 | 0 | 0 | 0 | 0 | 0 | 0 | 1.712 | 0 | 0 | 0 | 1.712 | 0.06 | 2.112 | 0 | 0 | 0 | 2.172
2023 | AL | 11714 | Marshall-De Kalb Electric Coop | TVA | 11 | 0.51 | 0 | 0 | AC | 0.01 | 0.5 | 0 | 0 | 0 | 0.51 | 0 | 0 | 0 | 0 | 0 | 0 | . | . | . | . | . | 0 | 0 | 0 | 0 | 0 | 0 | 0 | 0 | 0 | 0 | 0 | 0 | 0 | 0 | 0 | 0 | 0 | 0 | 0 | 0 | 0 | 0 | 0 | 0 | 0 | 0 | 0 | 0 | 0 | 0 | 0 | 0 | 0 | 0 | 0 | 0 | 0 | 0 | 0 | 0 | 0 | 0 | 0 | 0.01 | 0.5 | 0 | 0 | 0 | 0.51
2023 | AL | 13144 | City of Muscle Shoals | TVA | 1 | 0.006 | 0 | 0 | AC | 0.006 | 0 | 0 | 0 | 0 | 0.006 | 0 | 0 | 0 | 0 | 0 | 0 | . | . | . | . | . | 0 | 0 | 0 | 0 | 0 | 0 | 0 | 0 | 0 | 0 | 0 | 0 | 0 | 0 | 0 | 0 | 0 | 0 | 0 | 0 | 0 | 0 | 0 | 0 | 0 | 0 | 0 | 0 | 0 | 0 | 0 | 0 | 0 | 0 | 0 | 0 | 0 | 0 | 0 | 0 | 0 | 0 | 0 | 0.006 | 0 | 0 | 0 | 0 | 0.006
2023 | AL | 13669 | North Alabama Electric Coop | TVA | 9 | 0.137 | 0 | 0 | AC | 0.087 | 0.05 | 0 | 0 | 0 | 0.137 | 0 | 0 | 0 | 0 | 0 | 0 | . | . | . | . | . | 0 | 0 | 0 | 0 | 0 | 0 | 0 | 0 | 0 | 0 | 0 | 0 | 0 | 0 | 0 | 0 | 0 | 0 | 0 | 0 | 0 | 0 | 0 | 0 | 0 | 0 | 0 | 0 | 0 | 0 | 0 | 0 | 0 | 0 | 0 | 0 | 0 | 0 | 0 | 0 | 0 | 0 | 0 | 0.087 | 0.05 | 0 | 0 | 0 | 0.137
2023 | AL | 16629 | Sand Mountain Electric Coop | TVA | 10 | 0.222 | 0 | 0 | AC | 0.036 | 0.186 | 0 | 0 | 0 | 0.222 | 0 | 0 | 0 | 0 | 0 | 0 | . | . | . | . | . | 0 | 0 | 0 | 0 | 0 | 0 | 0 | 0 | 0 | 0 | 0 | 0 | 0 | 0 | 0 | 0 | 0 | 0 | 0 | 0 | 0 | 0 | 0 | 0 | 0 | 0 | 0 | 0 | 0 | 0 | 0 | 0 | 0 | 0 | 0 | 0 | 0 | 0 | 0 | 0 | 0 | 0 | 0 | 0.036 | 0.186 | 0 | 0 | 0 | 0.222
2023 | AL | 17033 | Sheffield Utilities | TVA | 7 | 0.119 | 0 | 0 | AC | 0.019 | 0.1 | 0 | 0 | 0 | 0.119 | 0 | 0 | 0 | 0 | 0 | 0 | . | . | . | . | . | 0 | 0 | 0 | 0 | 0 | 0 | 0 | 0 | 0 | 0 | 0 | 0 | 0 | 0 | 0 | 0 | 0 | 0 | 0 | 0 | 0 | 0 | 0 | 0 | 0 | 0 | 0 | 0 | 0 | 0 | 0 | 0 | 0 | 0 | 0 | 0 | 0 | 0 | 0 | 0 | 0 | 0 | 0 | 0.019 | 0.1 | 0 | 0 | 0 | 0.119
2023 | AL | 18203 | Tallapoosa River Elec Coop Inc | SOCO | 22 | 0.304 | 0 | 0 | AC | 0.146 | 0.158 | . | . | . | 0.304 | . | . | . | . | . | 0 | . | . | . | . | . | 0 | . | . | . | . | . | 0 | . | . | . | . | . | 0 | . | . | . | . | . | 0 | . | . | . | . | . | 0 | . | . | . | . | . | 0 | . | . | . | . | . | 0 | . | . | . | . | . | 0 | 0.146 | 0.158 | 0 | 0 | 0 | 0.304
2023 | AL | 18472 | City of Tarrant | TVA | 1 | 0.05 | 0 | 0 | AC | 0 | 0.05 | 0 | 0 | 0 | 0.05 | 0 | 0 | 0 | 0 | 0 | 0 | . | . | . | . | . | 0 | 0 | 0 | 0 | 0 | 0 | 0 | 0 | 0 | 0 | 0 | 0 | 0 | 0 | 0 | 0 | 0 | 0 | 0 | 0 | 0 | 0 | 0 | 0 | 0 | 0 | 0 | 0 | 0 | 0 | 0 | 0 | 0 | 0 | 0 | 0 | 0 | 0 | 0 | 0 | 0 | 0 | 0 | 0 | 0.05 | 0 | 0 | 0 | 0.05
2023 | AR | 814 | Entergy Arkansas LLC | MISO | 12 | 5.85 | . | . |  | . | . | . | . | . | 0 | . | . | . | . | . | 0 | . | . | . | . | . | 0 | . | . | . | . | . | 0 | . | . | . | . | . | 0 | . | . | . | . | . | 0 | . | 5.85 | . | . | . | 5.85 | . | . | . | . | . | 0 | . | . | . | . | . | 0 | . | . | . | . | . | 0 | 0 | 5.85 | 0 | 0 | 0 | 5.85
2023 | AR | 4280 | Conway Corporation | MISO | 7 | 2.687 | 2.687 | 2.687 |  | . | . | . | . | . | 0 | . | . | . | . | . | 0 | . | . | . | . | . | 0 | . | . | . | . | . | 0 | . | . | . | . | . | 0 | . | . | . | . | . | 0 | . | 2.687 | . | . | . | 2.687 | . | . | . | . | . | 0 | . | . | . | . | . | 0 | . | . | . | . | . | 0 | 0 | 2.687 | 0 | 0 | 0 | 2.687
2023 | AR | 13718 | City of North Little Rock - (AR) | MISO | 2 | 1.99 | . | 1.99 | AC | . | 1.99 | . | . | . | 1.99 | . | . | . | . | . | 0 | . | . | . | . | . | 0 | . | . | . | . | . | 0 | . | . | . | . | . | 0 | . | . | . | . | . | 0 | . | . | . | . | . | 0 | . | . | . | . | . | 0 | . | . | . | . | . | 0 | . | . | . | . | . | 0 | 0 | 1.99 | 0 | 0 | 0 | 1.99
2023 | AR | 14289 | Ozarks Electric Coop Corp - (AR) | SWPP | 280 | 18 | 18 | 1.65 |  | . | . | . | . | . | 0 | . | . | . | . | . | 0 | . | . | . | . | . | 0 | . | . | . | . | . | 0 | . | . | . | . | . | 0 | . | . | . | . | . | 0 | 6.5 | 5.5 | 6 | . | . | 18 | . | . | . | . | . | 0 | . | . | . | . | . | 0 | . | . | . | . | . | 0 | 6.5 | 5.5 | 6 | 0 | 0 | 18
2023 | AZ | 13318 | Navopache Electric Coop, Inc | TEPC | 5 | 0.4 | . | . | AC | 0.4 | . | . | . | . | 0.4 | . | . | . | . | . | 0 | . | . | . | . | . | 0 | . | . | . | . | . | 0 | . | . | . | . | . | 0 | . | . | . | . | . | 0 | . | . | . | . | . | 0 | . | . | . | . | . | 0 | . | . | . | . | . | 0 | . | . | . | . | . | 0 | 0.4 | 0 | 0 | 0 | 0 | 0.4
2023 | AZ | 16572 | Salt River Project | SRP | 5 | 4.7 | 4.7 | 1.458 |  | 0 | 0 | 0 | 0 | . | 0 | . | . | . | . | . | 0 | . | . | . | . | . | 0 | . | . | . | . | . | 0 | 0 | 0 | 0 | 0 | . | 0 | 0 | 0 | 0 | 0 | . | 0 | 0 | 0 | 4.7 | 0 | . | 4.7 | 0 | 0 | 0 | 0 | . | 0 | 0 | 0 | 0 | 0 | . | 0 | . | . | . | . | . | 0 | 0 | 0 | 4.7 | 0 | 0 | 4.7
2023 | AZ | 19189 | Trico Electric Cooperative Inc | WALC | 2 | 0.287 | 0 | 0.287 | DC | . | 0.287 | . | . | . | 0.287 | . | . | . | . | . | 0 | . | . | . | . | . | 0 | . | . | . | . | . | 0 | . | . | . | . | . | 0 | . | . | . | . | . | 0 | . | . | . | . | . | 0 | . | . | . | . | . | 0 | . | . | . | . | . | 0 | . | . | . | . | . | 0 | 0 | 0.287 | 0 | 0 | 0 | 0.287
2023 | AZ | 24211 | Tucson Electric Power Co | TEPC | 9 | 1.82 | 1.62 | . | AC | . | . | . | . | . | 0 | . | . | . | . | . | 0 | . | . | . | . | . | 0 | . | . | . | . | . | 0 | . | . | . | . | . | 0 | . | . | . | . | . | 0 | . | . | . | . | . | 0 | . | . | 1.82 | . | . | 1.82 | . | . | . | . | . | 0 | . | . | . | . | . | 0 | 0 | 0 | 1.82 | 0 | 0 | 1.82
2023 | AZ | 65261 | Gila River Indian Utility Authority (GRICUA) | WALC | 3 | 0.2 | . | . | DC | . | 0.2 | . | . | . | 0.2 | . | . | . | . | . | 0 | . | . | . | . | . | 0 | . | . | . | . | . | 0 | . | . | . | . | . | 0 | . | . | . | . | . | 0 | 0 | . | . | . | . | 0 | . | . | . | . | . | 0 | . | . | . | . | . | 0 | . | . | . | . | . | 0 | 0 | 0.2 | 0 | 0 | 0 | 0.2
2023 | AZ | 99999 | State Adjustment | WALC | . | -0.085 | . | . |  | . | -0.085 | . | . | . | -0.085 | . | . | . | . | . | . | . | . | . | . | . | . | . | . | . | . | . | . | . | . | . | . | . | . | . | . | . | . | . | . | . | . | . | . | . | . | . | . | . | . | . | . | . | . | . | . | . | . | . | . | . | . | . | . | . | -0.085 | . | . | . | -0.085
2023 | CA | 207 | Alameda Municipal Power | CISO | 663 | 5.38 | . | . | AC | 2.867 | 1.536 | . | . | . | 4.403 | 0.977 | . | . | . | . | 0.977 | . | . | . | . | . | 0 | . | . | . | . | . | 0 | . | . | . | . | . | 0 | . | . | . | . | . | 0 | . | . | . | . | . | 0 | . | . | . | . | . | 0 | . | . | . | . | . | 0 | . | . | . | . | . | 0 | 3.844 | 1.536 | 0 | 0 | 0 | 5.38
2023 | CA | 2507 | City of Burbank Water and Power | LDWP | 6 | 1.06 | 0 | 1.06 |  | . | . | . | . | . | 0 | . | . | . | . | . | 0 | . | . | . | . | . | 0 | . | . | . | . | . | 0 | . | 0.26 | . | . | . | 0.26 | . | . | . | . | . | 0 | . | . | . | . | . | 0 | . | 0.8 | . | . | . | 0.8 | . | . | . | . | . | 0 | . | . | . | . | . | 0 | 0 | 1.06 | 0 | 0 | 0 | 1.06
2023 | CA | 4003 | City of Colton - (CA) | CISO | 5 | 4.713 | . | . | DC | . | . | . | . | 4.713 | 4.713 | . | . | . | . | . | 0 | . | . | . | . | . | 0 | . | . | . | . | . | 0 | . | . | . | . | . | 0 | . | . | . | . | . | 0 | . | . | . | . | . | 0 | . | . | . | . | . | 0 | . | . | . | . | . | 0 | . | . | . | . | . | 0 | 0 | 0 | 0 | 0 | 4.713 | 4.713
2023 | CA | 7294 | City of Glendale - (CA) | LDWP | 6 | 1.522 | . | . | AC | . | . | . | . | 0.222 | 0.222 | . | . | . | . | . | 0 | . | . | . | . | . | 0 | . | . | . | . | . | 0 | . | 0.3 | . | . | . | 0.3 | . | 1 | . | . | . | 1 | . | . | . | . | . | 0 | . | . | . | . | . | 0 | . | . | . | . | . | 0 | . | . | . | . | . | 0 | 0 | 1.3 | 0 | 0 | 0.222 | 1.522
2023 | CA | 11124 | City of Lodi - (CA) | CISO | 1337 | 7.158 | . | . | AC | 5.794 | 1.149 | . | . | . | 6.943 | 0.215 | . | . | . | . | 0.215 | . | . | . | . | . | 0 | . | . | . | . | . | 0 | . | . | . | . | . | 0 | . | . | . | . | . | 0 | . | . | . | . | . | 0 | . | . | . | . | . | 0 | . | . | . | . | . | 0 | . | . | . | . | . | 0 | 6.009 | 1.149 | 0 | 0 | 0 | 7.158
2023 | CA | 11208 | Los Angeles Department of Water & Power | LDWP | 169 | 46.386 | . | . | AC | . | 39.71 | . | . | 6.15 | 45.86 | 0.016 | 0.51 | . | . | . | 0.526 | . | . | . | . | . | 0 | . | . | . | . | . | 0 | . | . | . | . | . | 0 | . | . | . | . | . | 0 | . | . | . | . | . | 0 | . | . | . | . | . | 0 | . | . | . | . | . | 0 | . | . | . | . | . | 0 | 0.016 | 40.22 | 0 | 0 | 6.15 | 46.386
2023 | CA | 12745 | Modesto Irrigation District | BANC | 1 | 0.23 | 0 | 0.23 |  | . | . | . | . | . | 0 | . | . | . | . | . | 0 | . | . | . | . | . | 0 | . | . | . | . | . | 0 | . | . | . | . | 0.23 | 0.23 | . | . | . | . | . | 0 | . | . | . | . | . | 0 | . | . | . | . | . | 0 | . | . | . | . | . | 0 | . | . | . | . | . | 0 | 0 | 0 | 0 | 0 | 0.23 | 0.23
2023 | CA | 14328 | Pacific Gas & Electric Co. | CISO | 1801 | 163.207 | 0.46 | . | AC | 0.085 | 24.387 | 32.614 | 0 | 11.432 | 68.518 | 3.83 | 12.865 | 15.613 | 0 | 0.089 | 32.397 | 0 | 0 | 0 | 0 | 0 | 0 | 0 | 0.019 | 0.015 | 0 | 0 | 0.034 | 0 | 6.723 | 0 | 0 | 11.378 | 18.101 | 0.128 | 0.833 | 2.685 | 0 | 0 | 3.646 | 0.426 | 5.46 | 16.698 | 0 | 1.773 | 24.357 | 0.195 | 0.975 | 11.041 | 0 | 0.24 | 12.451 | 0 | 0 | 0 | 0 | 1.35 | 1.35 | 0.1 | 2.02 | 0.233 | 0 | 0 | 2.353 | 4.764 | 53.282 | 78.899 | 0 | 26.262 | 163.207
2023 | CA | 14354 | PacifiCorp | PACW | 2 | 0.111 | . | . |  | . | . | . | . | . | 0 | . | . | . | . | . | 0 | . | . | . | . | . | 0 | . | . | . | . | . | 0 | . | . | . | . | 0.036 | 0.036 | . | . | . | . | . | 0 | . | . | . | . | . | 0 | . | . | . | . | . | 0 | . | . | . | . | 0.075 | 0.075 | . | . | . | . | . | 0 | 0 | 0 | 0 | 0 | 0.111 | 0.111
2023 | CA | 14401 | City of Palo Alto - (CA) | CISO | 28 | 12.06 | 12.06 | 12.06 |  | . | . | . | . | . | 0 | . | . | . | . | . | 0 | . | . | . | . | . | 0 | . | . | . | . | . | 0 | . | . | . | . | . | 0 | . | . | . | . | . | 0 | . | 12.06 | . | . | . | 12.06 | . | . | . | . | . | 0 | . | . | . | . | . | 0 | . | . | . | . | . | 0 | 0 | 12.06 | 0 | 0 | 0 | 12.06
2023 | CA | 14534 | City of Pasadena - (CA) | CISO | 18 | 8.214 | . | . | AC | . | 2.374 | . | . | . | 2.374 | . | . | . | . | . | 0 | . | . | . | . | . | 0 | . | . | . | . | . | 0 | . | . | . | . | . | 0 | . | 5.84 | . | . | . | 5.84 | . | . | . | . | . | 0 | . | . | . | . | . | 0 | . | . | . | . | . | 0 | . | . | . | . | . | 0 | 0 | 8.214 | 0 | 0 | 0 | 8.214
2023 | CA | 16088 | City of Riverside - (CA) | CISO | 6 | 1.1 | . | 0.1 | AC | . | 0.2 | . | . | . | 0.2 | . | . | . | . | . | 0 | . | . | . | . | . | 0 | . | . | . | . | . | 0 | . | . | . | . | . | 0 | . | . | . | . | . | 0 | . | 0.8 | . | . | . | 0.8 | . | 0.1 | . | . | . | 0.1 | . | . | . | . | . | 0 | . | . | . | . | . | 0 | 0 | 1.1 | 0 | 0 | 0 | 1.1
2023 | CA | 16534 | Sacramento Municipal Util Dist | BANC | 18 | 3.214 | 0.317 | 1.39 | AC | . | 1.597 | . | . | . | 1.597 | . | 0.317 | . | . | . | 0.317 | . | . | . | . | . | 0 | . | . | . | . | . | 0 | . | 0 | . | . | . | 0 | . | 0 | . | . | . | 0 | . | 1.3 | . | . | . | 1.3 | . | 0 | . | . | . | 0 | . | 0 | . | . | . | 0 | . | . | . | . | . | 0 | 0 | 3.214 | 0 | 0 | 0 | 3.214
2023 | CA | 16609 | San Diego Gas & Electric Co | CISO | 1228 | 59.969 | 52.427 | 4.709 | AC | 0.015 | 12.152 | 0 | 0 | 0 | 12.167 | 1.705 | 38.726 | 0 | 0 | 0 | 40.431 | 0 | 0 | 0 | 0 | 0 | 0 | 0 | 0 | 0 | 0 | 0 | 0 | 0 | 1.118 | 0 | 0 | 0 | 1.118 | 0 | 0.6 | 0 | 0 | 0 | 0.6 | 0.01 | 4.255 | 0 | 0 | 0 | 4.265 | 0 | 0 | 0 | 0 | 0 | 0 | 0 | 0.275 | 0 | 0 | 0 | 0.275 | 0 | 1.113 | 0 | 0 | 0 | 1.113 | 1.73 | 58.239 | 0 | 0 | 0 | 59.969
2023 | CA | 16655 | City of Santa Clara - (CA) | CISO | 3 | 1.034 | . | . |  | . | . | . | . | . | 0 | . | 0.27 | . | . | . | 0.27 | . | . | . | . | . | 0 | . | 0.764 | . | . | . | 0.764 | . | . | . | . | . | 0 | . | . | . | . | . | 0 | . | . | . | . | . | 0 | . | . | . | . | . | 0 | . | . | . | . | . | 0 | . | . | . | . | . | 0 | 0 | 1.034 | 0 | 0 | 0 | 1.034
2023 | CA | 17609 | Southern California Edison Co | CISO | 1695 | 355.047 | 54.342 | 3.579 | AC | . | 49.59 | . | . | 20.006 | 69.596 | . | 161.28 | . | . | 1.63 | 162.91 | . | 502.55 | . | . | 3 | 505.55 | . | 0.454 | . | . | 0 | 0.454 | . | 0.25 | . | . | 5.861 | 6.111 | . | 7.399 | . | . | 0.225 | 7.624 | . | 76.288 | . | . | 0.8 | 77.088 | . | 29.453 | . | . | 0 | 29.453 | . | 0 | . | . | 0 | 0 | . | 1.542 | . | . | 0.269 | 1.811 | 0 | 326.256 | 0 | 0 | 28.791 | 355.047
2023 | CA | 55787 | City of Moreno Valley - (CA) | CISO | 2 | 0.699 | . | 0.699 | AC | . | . | . | . | 0.624 | 0.624 | . | . | . | . | 0.075 | 0.075 | . | . | . | . | . | 0 | . | . | . | . | . | 0 | . | . | . | . | . | 0 | . | . | . | . | . | 0 | . | . | . | . | . | 0 | . | . | . | . | . | 0 | . | . | . | . | . | 0 | . | . | . | . | . | 0 | 0 | 0 | 0 | 0 | 0.699 | 0.699
2023 | CA | 58789 | DOD USMC Marine Air Ground Combat | CISO | 57 | 26 | . | 26 | AC | . | 9.6 | . | . | . | 9.6 | . | . | . | . | . | 0 | . | . | . | . | . | 0 | . | . | . | . | . | 0 | . | . | . | . | . | 0 | . | . | . | . | . | 0 | . | . | . | . | . | 0 | . | . | 16.4 | . | . | 16.4 | . | . | . | . | . | 0 | . | . | . | . | . | 0 | 0 | 9.6 | 16.4 | 0 | 0 | 26
2023 | CA | 66052 | Kirkwood Meadows PUD | CISO | 8 | 5 | 5 | 5 |  | . | . | . | . | . | 0 | . | . | . | . | . | 0 | . | . | . | . | . | 0 | . | . | . | . | . | 0 | . | . | . | . | . | 0 | . | . | . | . | . | 0 | . | . | . | . | 5 | 5 | . | . | . | . | . | 0 | . | . | . | . | . | 0 | . | . | . | . | . | 0 | 0 | 0 | 0 | 0 | 5 | 5
2023 | CA | 66062 | Shelter Cove Resort Improvement Dist No. 1 | CISO | 3 | 1.2 | 1.2 | 1.2 |  | . | . | . | . | . | 0 | . | . | . | . | . | 0 | . | . | . | . | . | 0 | . | . | . | . | . | 0 | . | . | . | . | . | 0 | . | . | . | . | . | 0 | . | 1.2 | . | . | . | 1.2 | . | . | . | . | . | 0 | . | . | . | . | . | 0 | . | . | . | . | . | 0 | 0 | 1.2 | 0 | 0 | 0 | 1.2
2023 | CA | 99999 | State Adjustment | CISO | . | 0.282 | . | . |  | 0.302 | 0.183 | 0.619 | . | -0.822 | 0.282 | . | . | . | . | . | . | . | . | . | . | . | . | . | . | . | . | . | . | . | . | . | . | . | . | . | . | . | . | . | . | . | . | . | . | . | . | . | . | . | . | . | . | . | . | . | . | . | . | . | . | . | . | . | . | 0.302 | 0.183 | 0.619 | . | -0.822 | 0.282
2023 | CO | 3989 | City of Colorado Springs - (CO) | WACM | 2 | 0.205 | 0 | 0 |  | 0 | 0 | 0 | 0 | 0 | 0 | 0 | 0 | 0 | 0 | 0 | 0 | 0 | 0 | 0 | 0 | 0 | 0 | 0 | 0 | 0 | 0 | 0 | 0 | 0 | 0.075 | 0 | 0 | 0 | 0.075 | 0 | 0 | 0 | 0 | 0 | 0 | 0 | 0.13 | 0 | 0 | 0 | 0.13 | 0 | 0 | 0 | 0 | 0 | 0 | 0 | 0 | 0 | 0 | 0 | 0 | 0 | 0 | 0 | 0 | 0 | 0 | 0 | 0.205 | 0 | 0 | 0 | 0.205
2023 | CO | 5086 | Delta Montrose Electric Assn | WACM | 3 | 0.19 | . | . | DC | 0.19 | . | . | . | . | 0.19 | . | . | . | . | . | 0 | 0.19 | . | . | . | . | 0.19 | . | . | . | . | . | 0 | . | . | . | . | . | 0 | . | . | . | . | . | 0 | . | . | . | . | . | 0 | . | . | . | . | . | 0 | . | . | . | . | . | 0 | . | . | . | . | . | 0 | 0.19 | 0 | 0 | 0 | 0 | 0.19
2023 | CO | 5862 | Empire Electric Assn, Inc | WACM | 1 | 0.01 | . | 0.01 | AC | . | . | . | . | 0.01 | 0.01 | . | . | . | . | . | 0 | . | . | . | . | 18.68 | 18.68 | . | . | . | . | . | 0 | . | . | . | . | . | 0 | . | . | . | . | . | 0 | . | . | . | . | . | 0 | . | . | . | . | . | 0 | . | . | . | . | . | 0 | . | . | . | . | . | 0 | 0 | 0 | 0 | 0 | 0.01 | 0.01
2023 | CO | 6604 | City of Fort Collins - (CO) | PSCO | 16 | 4.869 | . | . | DC | . | . | . | . | 4.869 | 4.869 | . | . | . | . | . | 0 | . | . | . | . | . | 0 | . | . | . | . | . | 0 | . | . | . | . | . | 0 | . | . | . | . | . | 0 | . | . | . | . | . | 0 | . | . | . | . | . | 0 | . | . | . | . | . | 0 | . | . | . | . | . | 0 | 0 | 0 | 0 | 0 | 4.869 | 4.869
2023 | CO | 7563 | Grand Valley Power | PSCO | 1 | 0.22 | . | 0.22 | DC | . | . | . | . | 0.22 | 0.22 | . | . | . | . | . | 0 | . | . | . | . | . | 0 | . | . | . | . | . | 0 | . | . | . | . | . | 0 | . | . | . | . | . | 0 | . | . | . | . | . | 0 | . | . | . | . | . | 0 | . | . | . | . | . | 0 | . | . | . | . | . | 0 | 0 | 0 | 0 | 0 | 0.22 | 0.22
2023 | CO | 8773 | Holy Cross Electric Assn, Inc | PSCO | 27 | 4.538 | 0 | 0.449 | DC | 0 | 0 | 0 | 0 | 3.759 | 3.759 | 0 | 0 | 0 | 0 | 0 | 0 | 0 | 0 | 0 | 0 | 0 | 0 | 0 | 0 | 0 | 0 | 0 | 0 | 0 | 0 | 0 | 0 | 0.779 | 0.779 | 0 | 0 | 0 | 0 | 0 | 0 | 0 | 0 | 0 | 0 | 0 | 0 | 0 | 0 | 0 | 0 | 0 | 0 | 0 | 0 | 0 | 0 | 0 | 0 | 0 | 0 | 0 | 0 | 0 | 0 | 0 | 0 | 0 | 0 | 4.538 | 4.538
2023 | CO | 9336 | CORE Electric Cooperative | PSCO | 151 | 2.873 | . | . | AC | 2.031 | 0.591 | 0.251 | . | . | 2.873 | . | . | . | . | . | 0 | . | . | . | . | . | 0 | . | . | . | . | . | 0 | . | . | . | . | . | 0 | . | . | . | . | . | 0 | . | . | . | . | . | 0 | . | . | . | . | . | 0 | . | . | . | . | . | 0 | . | . | . | . | . | 0 | 2.031 | 0.591 | 0.251 | 0 | 0 | 2.873
2023 | CO | 10539 | La Plata Electric Assn, Inc | WACM | 2 | 1.11 | 0 | 0 | DC | . | 0.99 | . | . | . | 0.99 | . | . | . | . | . | 0 | . | . | . | . | . | 0 | . | . | . | . | . | 0 | . | 0.12 | . | . | . | 0.12 | . | . | . | . | . | 0 | . | . | . | . | . | 0 | . | . | . | . | . | 0 | . | . | . | . | . | 0 | . | . | . | . | . | 0 | 0 | 1.11 | 0 | 0 | 0 | 1.11
2023 | CO | 11187 | City of Longmont | PSCO | 2 | 0.5 | . | 0.5 |  | . | . | . | . | . | 0 | . | . | . | . | . | 0 | . | . | . | . | . | 0 | . | . | . | . | . | 0 | . | . | . | . | 0.5 | 0.5 | . | . | . | . | . | 0 | . | . | . | . | . | 0 | . | . | . | . | . | 0 | . | . | . | . | . | 0 | . | . | . | . | . | 0 | 0 | 0 | 0 | 0 | 0.5 | 0.5
2023 | CO | 13058 | Mountain View Elec Assn, Inc | WACM | 3 | 2.3 | 2.3 | 0.8 |  | . | . | . | . | . | 0 | . | . | . | . | . | 0 | . | . | . | . | . | 0 | . | . | . | . | . | 0 | . | . | . | . | . | 0 | . | . | . | . | . | 0 | . | . | 2.3 | . | . | 2.3 | . | . | . | . | . | 0 | . | . | . | . | . | 0 | . | . | . | . | . | 0 | 0 | 0 | 2.3 | 0 | 0 | 2.3
2023 | CO | 16603 | San Luis Valley R E C, Inc | WACM | 1 | 0.4 | . | . | AC | . | . | . | . | . | 0 | . | . | . | . | . | 0 | . | . | . | . | . | 0 | . | . | . | . | . | 0 | . | 0.4 | . | . | . | 0.4 | . | . | . | . | . | 0 | . | . | . | . | . | 0 | . | . | . | . | . | 0 | . | . | . | . | . | 0 | . | . | . | . | . | 0 | 0 | 0.4 | 0 | 0 | 0 | 0.4
2023 | CO | 16616 | San Isabel Electric Assn, Inc | WACM | 2 | 1.13 | . | . |  | . | . | . | . | . | 0 | . | . | . | . | . | 0 | . | . | . | . | . | 0 | . | . | . | . | . | 0 | . | . | . | . | . | 0 | . | . | . | . | . | 0 | . | 1.13 | . | . | . | 1.13 | . | . | . | . | . | 0 | . | . | . | . | . | 0 | . | . | . | . | . | 0 | 0 | 1.13 | 0 | 0 | 0 | 1.13
2023 | CO | 16622 | San Miguel Power Assn, Inc | WACM | 7 | 3.32 | . | . | AC | . | 1.45 | . | . | . | 1.45 | . | . | . | . | . | 0 | . | . | . | . | . | 0 | . | . | . | . | . | 0 | . | 1.87 | . | . | . | 1.87 | . | . | . | . | . | 0 | . | . | . | . | . | 0 | . | . | . | . | . | 0 | . | . | . | . | . | 0 | . | . | . | . | . | 0 | 0 | 3.32 | 0 | 0 | 0 | 3.32
2023 | CO | 19499 | United Power, Inc | WACM | 1 | 0.5 | 0 | 0.5 | AC | . | . | . | . | . | 0 | 0 | 0.5 | 0 | 0 | 0 | 0.5 | . | . | . | . | . | 0 | . | . | . | . | . | 0 | . | . | . | . | . | 0 | . | . | . | . | . | 0 | . | . | . | . | . | 0 | . | . | . | . | . | 0 | . | . | . | . | . | 0 | . | . | . | . | . | 0 | 0 | 0.5 | 0 | 0 | 0 | 0.5
2023 | CO | 20576 | White River Electric Assn, Inc | WACM | 2 | 0.308 | . | . | AC | . | . | . | . | 0.122 | 0.122 | . | . | . | . | . | 0 | . | . | . | . | . | 0 | . | . | . | . | . | 0 | . | . | . | . | 0.186 | 0.186 | . | . | . | . | . | 0 | . | . | . | . | . | 0 | . | . | . | . | . | 0 | . | . | . | . | . | 0 | . | . | . | . | . | 0 | 0 | 0 | 0 | 0 | 0.308 | 0.308
2023 | CO | 99999 | State Adjustment | PSCO | . | -1.543 | . | . |  | 0 | 0 | 0 | . | -1.543 | -1.543 | . | . | . | . | . | . | . | . | . | . | . | . | . | . | . | . | . | . | . | . | . | . | . | . | . | . | . | . | . | . | . | . | . | . | . | . | . | . | . | . | . | . | . | . | . | . | . | . | . | . | . | . | . | . | 0 | 0 | 0 | . | -1.543 | -1.543
2023 | CO | 99999 | State Adjustment | WACM | . | -0.206 | . | . |  | -0.033 | -0.173 | . | . | . | -0.206 | . | . | . | . | . | . | . | . | . | . | . | . | . | . | . | . | . | . | . | . | . | . | . | . | . | . | . | . | . | . | . | . | . | . | . | . | . | . | . | . | . | . | . | . | . | . | . | . | . | . | . | . | . | . | -0.033 | -0.173 | . | . | . | -0.206
2023 | CT | 4176 | Connecticut Light & Power Co | ISNE | 1870 | 44.304 | 7.995 | 0 | AC | . | 1.164 | 0.14 | . | 4.061 | 5.365 | 15.771 | 2.568 | 0.53 | . | . | 18.869 | . | . | . | . | . | 0 | . | . | . | . | . | 0 | . | . | . | . | 3.764 | 3.764 | . | . | . | . | . | 0 | 0.15 | 13.036 | 1.35 | . | . | 14.536 | . | 1.34 | 0.065 | . | . | 1.405 | . | 0.015 | . | . | 0.15 | 0.165 | . | . | 0.2 | . | . | 0.2 | 15.921 | 18.123 | 2.285 | 0 | 7.975 | 44.304
2023 | CT | 19497 | United Illuminating Co | ISNE | 192 | 14.734 | . | 0 | AC | 0.261 | 1.761 | . | . | . | 2.022 | . | . | . | . | . | 0 | . | . | . | . | . | 0 | . | 0.03 | . | . | . | 0.03 | . | . | . | . | . | 0 | . | 1.05 | . | . | . | 1.05 | . | . | . | . | . | 0 | . | . | . | . | . | 0 | . | . | . | . | . | 0 | 0.037 | 11.595 | . | . | . | 11.632 | 0.298 | 14.436 | 0 | 0 | 0 | 14.734
2023 | FL | 6452 | Florida Power & Light Co | FPL | 771 | 213.274 | 207.842 | 7.919 | AC | . | 3.221 | . | . | 2.216 | 5.437 | . | 0.307 | . | . | . | 0.307 | . | . | . | . | . | 0 | . | . | . | . | . | 0 | . | . | . | . | . | 0 | . | . | . | . | . | 0 | . | 206.53 | 1 | . | . | 207.53 | . | . | . | . | . | 0 | . | . | . | . | . | 0 | . | . | . | . | . | 0 | 0 | 210.058 | 1 | 0 | 2.216 | 213.274
2023 | FL | 6455 | Duke Energy Florida, LLC | FPC | 191 | 97.768 | 97.761 | 0.007 | AC | . | 0.323 | . | . | 0.007 | 0.33 | . | . | . | . | . | 0 | . | . | . | . | . | 0 | . | . | . | . | . | 0 | . | . | . | . | . | 0 | . | . | . | . | . | 0 | . | 96.77 | 0.668 | . | . | 97.438 | . | . | . | . | . | 0 | . | . | . | . | . | 0 | . | . | . | . | . | 0 | 0 | 97.093 | 0.668 | 0 | 0.007 | 97.768
2023 | FL | 6909 | Gainesville Regional Utilities | GVL | 13 | 4.1 | 4.1 | 2.8 | DC | . | . | . | . | . | 0 | . | . | . | . | . | 0 | . | . | . | . | . | 0 | . | . | . | . | . | 0 | . | . | . | . | . | 0 | . | . | . | . | . | 0 | . | 4.1 | . | . | . | 4.1 | . | . | . | . | . | 0 | . | . | . | . | . | 0 | . | . | . | . | . | 0 | 0 | 4.1 | 0 | 0 | 0 | 4.1
2023 | FL | 7264 | Glades Electric Coop, Inc | SEC | 230 | 60.053 | 0 | 0 | DC | 1.246 | 1.407 | . | . | . | 2.653 | . | . | . | . | . | 0 | . | . | . | . | . | 0 | . | . | . | . | . | 0 | . | . | . | . | . | 0 | . | . | . | . | . | 0 | 40 | 7.2 | 10.2 | . | . | 57.4 | . | . | . | . | . | 0 | . | . | . | . | . | 0 | . | . | . | . | . | 0 | 41.246 | 8.607 | 10.2 | 0 | 0 | 60.053
2023 | FL | 14610 | Orlando Utilities Comm | FMPP | 15 | 0.825 | 0 | 0.425 | DC | . | . | . | . | 0.784 | 0.784 | . | . | . | . | 0.041 | 0.041 | . | . | . | . | 0.156 | 0.156 | . | . | . | . | . | 0 | . | . | . | . | . | 0 | . | . | . | . | . | 0 | . | . | . | . | . | 0 | . | . | . | . | . | 0 | . | . | . | . | . | 0 | . | . | . | . | . | 0 | 0 | 0 | 0 | 0 | 0.825 | 0.825
2023 | FL | 18445 | City of Tallahassee - (FL) | TAL | 1892 | 90.7 | 79.634 | 11.066 |  | . | . | . | . | . | 0 | . | . | . | . | . | 0 | . | . | . | . | . | 0 | . | . | . | . | . | 0 | . | . | . | . | . | 0 | . | . | . | . | . | 0 | . | 79.634 | . | . | 11.066 | 90.7 | . | . | . | . | . | 0 | . | . | . | . | . | 0 | . | . | . | . | . | 0 | 0 | 79.634 | 0 | 0 | 11.066 | 90.7
2023 | FL | 18449 | Talquin Electric Coop, Inc | SEC | 11 | 1.95 | . | . |  | . | . | . | . | . | 0 | . | . | . | . | . | 0 | . | . | . | . | . | 0 | . | . | . | . | . | 0 | . | . | . | . | . | 0 | . | . | . | . | . | 0 | . | 1.95 | . | . | . | 1.95 | . | . | . | . | . | 0 | . | . | . | . | . | 0 | . | . | . | . | . | 0 | 0 | 1.95 | 0 | 0 | 0 | 1.95
2023 | FL | 20885 | Withlacoochee River Elec Coop | SEC | 21 | 11.05 | 11.05 | 11.05 | AC | 0 | 0 | 0 | 0 | 0 | 0 | 0 | 0 | 0 | 0 | 0 | 0 | 0 | 0 | 0 | 0 | 0 | 0 | 0 | 0 | 0 | 0 | 0 | 0 | 0 | 0 | 0 | 0 | 0 | 0 | 0 | 0 | 0 | 0 | 0 | 0 | 0 | 11.05 | 0 | 0 | 0 | 11.05 | 0 | 0 | 0 | 0 | 0 | 0 | 0 | 0 | 0 | 0 | 0 | 0 | 0 | 0 | 0 | 0 | 0 | 0 | 0 | 11.05 | 0 | 0 | 0 | 11.05
2023 | FL | 99999 | State Adjustment | FMPP | . | -0.137 | . | . |  | . | . | . | . | -0.137 | -0.137 | . | . | . | . | . | . | . | . | . | . | . | . | . | . | . | . | . | . | . | . | . | . | . | . | . | . | . | . | . | . | . | . | . | . | . | . | . | . | . | . | . | . | . | . | . | . | . | . | . | . | . | . | . | . | . | . | . | . | -0.137 | -0.137
2023 | FL | 99999 | State Adjustment | SEC | . | -0.463 | . | . |  | -0.217 | -0.245 | . | . | . | -0.463 | . | . | . | . | . | . | . | . | . | . | . | . | . | . | . | . | . | . | . | . | . | . | . | . | . | . | . | . | . | . | . | . | . | . | . | . | . | . | . | . | . | . | . | . | . | . | . | . | . | . | . | . | . | . | -0.217 | -0.245 | . | . | . | -0.463
2023 | GA | 407 | Altamaha Electric Member Corp | SOCO | 20 | 2.659 | 0.659 | 2.659 |  | . | . | . | . | . | 0 | . | . | . | . | . | 0 | . | . | . | . | . | 0 | . | . | . | . | . | 0 | . | . | . | . | . | 0 | . | . | . | . | . | 0 | . | . | . | . | . | 0 | . | . | . | . | . | 0 | . | . | . | . | . | 0 | 0.659 | 2 | . | . | . | 2.659 | 0.659 | 2 | 0 | 0 | 0 | 2.659
2023 | GA | 1891 | Blue Ridge Mountain EMC - (GA) | TVA | 77 | 1.955 | 0 | 0 | AC | 0.414 | 1.534 | 0 | 0 | 0 | 1.948 | . | . | . | . | . | 0 | . | . | . | . | . | 0 | 0.007 | 0 | 0 | 0 | 0 | 0.007 | 0 | 0 | 0 | 0 | 0 | 0 | 0 | 0 | 0 | 0 | 0 | 0 | 0 | 0 | 0 | 0 | 0 | 0 | 0 | 0 | 0 | 0 | 0 | 0 | 0 | 0 | 0 | 0 | 0 | 0 | 0 | 0 | 0 | 0 | 0 | 0 | 0.421 | 1.534 | 0 | 0 | 0 | 1.955
2023 | GA | 3108 | City of Cartersville - (GA) | SOCO | 2 | 1.4 | . | . | AC | . | . | 1.4 | . | . | 1.4 | . | . | . | . | . | 0 | . | . | . | . | . | 0 | . | . | . | . | . | 0 | . | . | . | . | . | 0 | . | . | . | . | . | 0 | . | . | . | . | . | 0 | . | . | . | . | . | 0 | . | . | . | . | . | 0 | . | . | . | . | . | 0 | 0 | 0 | 1.4 | 0 | 0 | 1.4
2023 | GA | 3408 | City of Chattanooga - (TN) | TVA | 3 | 0.02 | 0 | 0 | AC | 0.02 | 0 | 0 | 0 | 0 | 0.02 | . | . | . | . | . | 0 | . | . | . | . | . | 0 | 0 | 0 | 0 | 0 | 0 | 0 | 0 | 0 | 0 | 0 | 0 | 0 | 0 | 0 | 0 | 0 | 0 | 0 | 0 | 0 | 0 | 0 | 0 | 0 | 0 | 0 | 0 | 0 | 0 | 0 | 0 | 0 | 0 | 0 | 0 | 0 | 0 | 0 | 0 | 0 | 0 | 0 | 0.02 | 0 | 0 | 0 | 0 | 0.02
2023 | GA | 3939 | City of College Park - (GA) | SOCO | 14 | 0.211 | . | . | DC | 0.098 | 0.113 | . | . | . | 0.211 | . | . | . | . | . | 0 | . | . | . | . | . | 0 | . | . | . | . | . | 0 | . | . | . | . | . | 0 | . | . | . | . | . | 0 | . | . | . | . | . | 0 | . | . | . | . | . | 0 | . | . | . | . | . | 0 | . | . | . | . | . | 0 | 0.098 | 0.113 | 0 | 0 | 0 | 0.211
2023 | GA | 4433 | City of Covington - (GA) | SOCO | 12 | 0.1 | . | . | DC | 0.1 | . | . | . | . | 0.1 | . | . | . | . | . | 0 | . | . | . | . | . | 0 | . | . | . | . | . | 0 | . | . | . | . | . | 0 | . | . | . | . | . | 0 | . | . | . | . | . | 0 | . | . | . | . | . | 0 | . | . | . | . | . | 0 | . | . | . | . | . | 0 | 0.1 | 0 | 0 | 0 | 0 | 0.1
2023 | GA | 4744 | Dalton Utilities | SOCO | 38 | 9.33 | 8.43 | 1.95 | AC | . | 0.1 | 0.1 | . | 0.7 | 0.9 | . | . | . | . | . | 0 | . | . | . | . | . | 0 | . | . | . | . | . | 0 | . | . | . | . | . | 0 | . | . | . | . | . | 0 | . | 6.98 | 1.45 | . | . | 8.43 | . | . | . | . | . | 0 | . | . | . | . | . | 0 | . | . | . | . | . | 0 | 0 | 7.08 | 1.55 | 0 | 0.7 | 9.33
2023 | GA | 7090 | GreyStone Power Corporation | SOCO | 136 | 79.254 | 79.254 | 4 |  | . | . | . | . | . | 0 | . | . | . | . | . | 0 | . | . | . | . | . | 0 | . | . | . | . | . | 0 | . | . | . | . | . | 0 | . | . | . | . | . | 0 | . | 18.705 | 60.549 | . | . | 79.254 | . | . | . | . | . | 0 | . | . | . | . | . | 0 | . | . | . | . | . | 0 | 0 | 18.705 | 60.549 | 0 | 0 | 79.254
2023 | GA | 7140 | Georgia Power Co | SOCO | 6403 | 280.176 | 68.8 | . | AC | 33.07 | 13.988 | 144.773 | . | . | 191.831 | . | 1.025 | . | . | . | 1.025 | . | . | . | . | . | 0 | . | . | . | . | . | 0 | . | 2.73 | 0.75 | . | 0.5 | 3.98 | . | . | . | . | . | 0 | . | 81.415 | 1.925 | . | . | 83.34 | . | . | . | . | . | 0 | . | . | . | . | . | 0 | . | . | . | . | . | 0 | 33.07 | 99.158 | 147.448 | 0 | 0.5 | 280.176
2023 | GA | 7679 | City of Griffin - (GA) | SOCO | 17 | 0.148 | . | . | DC | 0.086 | 0.062 | . | . | . | 0.148 | . | . | . | . | . | 0 | . | . | . | . | . | 0 | . | . | . | . | . | 0 | . | . | . | . | . | 0 | . | . | . | . | . | 0 | . | . | . | . | . | 0 | . | . | . | . | . | 0 | . | . | . | . | . | 0 | . | . | . | . | . | 0 | 0.086 | 0.062 | 0 | 0 | 0 | 0.148
2023 | GA | 9601 | Jackson Electric Member Corp - (GA) | SOCO | 57 | 3.714 | 1.1 | . | DC | 0.281 | 2.333 | . | . | . | 2.614 | . | . | . | . | . | 0 | . | . | . | . | . | 0 | . | . | . | . | . | 0 | . | . | . | . | . | 0 | . | . | . | . | . | 0 | . | 1.1 | . | . | . | 1.1 | . | . | . | . | . | 0 | . | . | . | . | . | 0 | . | . | . | . | . | 0 | 0.281 | 3.433 | 0 | 0 | 0 | 3.714
2023 | GA | 13716 | North Georgia Elec Member Corp | TVA | 74 | 3.688 | 0 | 0 | AC | 0.748 | 2.307 | 0 | 0 | 0 | 3.055 | 0 | 0 | 0 | 0 | 0 | 0 | . | . | . | . | . | 0 | 0 | 0 | 0 | 0 | 0 | 0 | 0 | 0 | 0 | 0 | 0 | 0 | 0 | 0 | 0 | 0 | 0 | 0 | 0 | 0 | 0 | 0 | 0 | 0 | 0 | 0 | 0 | 0 | 0 | 0 | 0 | 0 | 0 | 0 | 0 | 0 | 0 | 0.633 | 0 | 0 | 0 | 0.633 | 0.748 | 2.94 | 0 | 0 | 0 | 3.688
2023 | GA | 16865 | Sawnee Electric Membership Corporation | SOCO | 6 | 0.8 | 0.8 | 0.8 | AC | . | . | . | . | . | 0 | . | . | . | . | . | 0 | . | . | . | . | . | 0 | . | . | . | . | . | 0 | . | . | . | . | . | 0 | . | . | . | . | . | 0 | . | . | . | . | 0.8 | 0.8 | . | . | . | . | . | 0 | . | . | . | . | . | 0 | . | . | . | . | . | 0 | 0 | 0 | 0 | 0 | 0.8 | 0.8
2023 | GA | 18397 | City of Sylvania - (GA) | SOCO | 1 | 0.005 | . | . | DC | 0.005 | . | . | . | . | 0.005 | . | . | . | . | . | 0 | . | . | . | . | . | 0 | . | . | . | . | . | 0 | . | . | . | . | . | 0 | . | . | . | . | . | 0 | . | . | . | . | . | 0 | . | . | . | . | . | 0 | . | . | . | . | . | 0 | . | . | . | . | . | 0 | 0.005 | 0 | 0 | 0 | 0 | 0.005
2023 | GA | 19154 | Tri-State Electric Member Corp | TVA | 36 | 0.905 | 0 | 0 | AC | 0.399 | 0.506 | 0 | 0 | 0 | 0.905 | . | . | . | . | . | 0 | . | . | . | . | . | 0 | 0 | 0 | 0 | 0 | 0 | 0 | 0 | 0 | 0 | 0 | 0 | 0 | 0 | 0 | 0 | 0 | 0 | 0 | 0 | 0 | 0 | 0 | 0 | 0 | 0 | 0 | 0 | 0 | 0 | 0 | 0 | 0 | 0 | 0 | 0 | 0 | 0 | 0 | 0 | 0 | 0 | 0 | 0.399 | 0.506 | 0 | 0 | 0 | 0.905
2023 | GA | 20065 | Walton Electric Member Corp | SOCO | 6 | 3.6 | 3.6 | 3.6 |  | . | . | . | . | . | 0 | . | . | . | . | . | 0 | . | . | . | . | . | 0 | . | . | . | . | . | 0 | . | . | . | . | . | 0 | . | . | . | . | . | 0 | . | 3.6 | . | . | . | 3.6 | . | . | . | . | . | 0 | . | . | . | . | . | 0 | . | . | . | . | . | 0 | 0 | 3.6 | 0 | 0 | 0 | 3.6
2023 | GA | 99999 | State Adjustment | SOCO | . | -0.537 | . | . |  | -0.099 | -0.437 | . | . | . | -0.537 | . | . | . | . | . | . | . | . | . | . | . | . | . | . | . | . | . | . | . | . | . | . | . | . | . | . | . | . | . | . | . | . | . | . | . | . | . | . | . | . | . | . | . | . | . | . | . | . | . | . | . | . | . | . | -0.099 | -0.437 | . | . | . | -0.537
2023 | HI | 8287 | Hawaii Electric Light Co Inc | NA | 2380 | 53.432 | . | 0.059 | AC | 14.223 | 19.003 | . | . | . | 33.226 | 14.892 | 2.8 | . | . | . | 17.692 | 33.7 | 8.353 | . | . | . | 42.053 | . | 0.662 | . | . | . | 0.662 | . | 0.237 | . | . | . | 0.237 | . | . | . | . | . | 0 | . | 1.615 | . | . | . | 1.615 | . | . | . | . | . | 0 | . | . | . | . | . | 0 | . | . | . | . | . | 0 | 29.115 | 24.317 | 0 | 0 | 0 | 53.432
2023 | HI | 10071 | Kauai Island Utility Cooperative | NA | 30 | 6.624 | 0 | 0 | AC | 0.032 | 5.388 | 0 | 0 | 0 | 5.42 | 0.03 | 0.174 | 0 | 0 | 0 | 0.204 | 0.081 | 0.232 | 0 | 0 | 0 | 0.313 | 0 | 0 | 0 | 0 | 0 | 0 | 0 | 0 | 0 | 0 | 0 | 0 | 0 | 0 | 0 | 0 | 0 | 0 | 0 | 0 | 0 | 0 | 0 | 0 | 0 | 1 | 0 | 0 | 0 | 1 | 0 | 0 | 0 | 0 | 0 | 0 | 0 | 0 | 0 | 0 | 0 | 0 | 0.062 | 6.562 | 0 | 0 | 0 | 6.624
2023 | HI | 11843 | Maui Electric Co Ltd | NA | 1873 | 34.362 | . | . | AC | 0.435 | 18.469 | . | . | . | 18.904 | 12.158 | 0.903 | . | . | . | 13.061 | 32.957 | 4.388 | . | . | . | 37.345 | . | 0.017 | . | . | . | 0.017 | . | 0.5 | . | . | . | 0.5 | . | . | . | . | . | 0 | . | . | . | . | . | 0 | . | . | . | . | . | 0 | . | . | . | . | . | 0 | . | 1.88 | . | . | . | 1.88 | 12.593 | 21.769 | 0 | 0 | 0 | 34.362
2023 | HI | 19547 | Hawaiian Electric Co Inc | HECO | 5889 | 207.56 | . | 0.928 | AC | 45.01 | 112.696 | 0.803 | . | 0.125 | 158.634 | 41.069 | 7.732 | . | . | . | 48.801 | 106.78 | 40.161 | . | . | . | 146.941 | . | 0.005 | . | . | . | 0.005 | . | . | . | . | . | 0 | . | . | . | . | . | 0 | . | 0.12 | . | . | . | 0.12 | . | . | . | . | . | 0 | . | . | . | . | . | 0 | . | . | . | . | . | 0 | 86.079 | 120.553 | 0.803 | 0 | 0.125 | 207.56
2023 | IA | 2652 | Butler County Rural Elec Coop - (IA) | SWPP | 45 | 1.095 | . | 0.297 | AC | 0.435 | . | 0.36 | . | 0.297 | 1.092 | . | . | . | . | . | 0 | . | . | . | . | . | 0 | 0.003 | . | . | . | . | 0.003 | . | . | . | . | . | 0 | . | . | . | . | . | 0 | . | . | . | . | . | 0 | . | . | . | . | . | 0 | . | . | . | . | . | 0 | . | . | . | . | . | 0 | 0.438 | 0 | 0.36 | 0 | 0.297 | 1.095
2023 | IA | 5605 | Eastern Iowa Light & Power Coop | MISO | 21 | 1.029 | . | . | DC | 0.105 | 0.87 | . | . | . | 0.975 | 0.021 | 0.03 | . | . | . | 0.051 | . | . | . | . | . | 0 | 0.003 | . | . | . | . | 0.003 | . | . | . | . | . | 0 | . | . | . | . | . | 0 | . | . | . | . | . | 0 | . | . | . | . | . | 0 | . | . | . | . | . | 0 | . | . | . | . | . | 0 | 0.129 | 0.9 | 0 | 0 | 0 | 1.029
2023 | IA | 8319 | Heartland Power Coop | MISO | 56 | 22.27 | 2.3 | 0.185 | AC | 3.869 | 8.215 | . | . | . | 12.084 | 0.09 | . | . | . | . | 0.09 | 216.72 | . | . | . | . | 216.72 | 0.046 | 2.05 | . | . | . | 2.096 | . | . | . | . | . | 0 | . | . | . | . | . | 0 | . | 8 | . | . | . | 8 | . | . | . | . | . | 0 | . | . | . | . | . | 0 | . | . | . | . | . | 0 | 4.005 | 18.265 | 0 | 0 | 0 | 22.27
2023 | IA | 9417 | Interstate Power and Light Co | MISO | 61 | 7.263 | 0 | 1.678 | AC | 0.016 | 1.772 | 0.401 | . | . | 2.189 | . | 1.022 | . | . | . | 1.022 | . | . | . | . | . | 0 | . | 1.014 | . | . | . | 1.014 | . | 1.49 | . | . | . | 1.49 | . | . | . | . | . | 0 | . | 0.442 | . | . | . | 0.442 | . | . | . | . | . | 0 | . | . | . | . | . | 0 | . | 0.45 | 0.656 | . | . | 1.106 | 0.016 | 6.19 | 1.057 | 0 | 0 | 7.263
2023 | IA | 9425 | Iowa Lakes Electric Coop | SWPP | 26 | 1.007 | . | 1.007 | AC | 0.068 | 0.66 | . | . | . | 0.728 | . | . | . | . | . | 0 | . | . | . | . | . | 0 | 0.01 | 0.269 | . | . | . | 0.279 | . | . | . | . | . | 0 | . | . | . | . | . | 0 | . | . | . | . | . | 0 | . | . | . | . | . | 0 | . | . | . | . | . | 0 | . | . | . | . | . | 0 | 0.078 | 0.929 | 0 | 0 | 0 | 1.007
2023 | IA | 11788 | Consumers Energy Coop - (IA) | MISO | 49 | 0.905 | . | . | AC | 0.705 | . | 0.15 | . | . | 0.855 | . | . | . | . | . | 0 | . | . | . | . | . | 0 | . | . | 0.05 | . | . | 0.05 | . | . | . | . | . | 0 | . | . | . | . | . | 0 | . | . | . | . | . | 0 | . | . | . | . | . | 0 | . | . | . | . | . | 0 | . | . | . | . | . | 0 | 0.705 | 0 | 0.2 | 0 | 0 | 0.905
2023 | IA | 12341 | MidAmerican Energy Co | MISO | 20 | 2.398 | 0.9 | 0.088 | AC | . | 0.498 | . | . | . | 0.498 | . | . | . | . | . | 0 | . | . | . | . | . | 0 | 0.01 | 0.108 | . | . | . | 0.118 | . | . | . | . | 0.882 | 0.882 | . | . | . | . | . | 0 | . | 0.9 | . | . | . | 0.9 | . | . | . | . | . | 0 | . | . | . | . | . | 0 | . | . | . | . | . | 0 | 0.01 | 1.506 | 0 | 0 | 0.882 | 2.398
2023 | IA | 12450 | Midland Power Coop | MISO | 83 | 6.309 | . | 0.15 | AC | 1.743 | . | . | . | . | 1.743 | . | . | . | . | . | 0 | . | . | . | . | . | 0 | 0.066 | . | . | . | . | 0.066 | . | . | . | . | . | 0 | . | . | . | . | . | 0 | . | . | 4.5 | . | . | 4.5 | . | . | . | . | . | 0 | . | . | . | . | . | 0 | . | . | . | . | . | 0 | 1.809 | 0 | 4.5 | 0 | 0 | 6.309
2023 | IA | 12642 | Maquoketa Valley Rrl Elec Coop | MISO | 221 | 3.134 | . | . | AC | 0.927 | 2.135 | . | . | . | 3.062 | . | . | . | . | . | 0 | . | . | . | . | . | 0 | . | . | . | . | . | 0 | . | . | . | . | . | 0 | . | . | . | . | . | 0 | . | . | . | . | . | 0 | . | . | . | . | . | 0 | . | . | . | . | . | 0 | 0.014 | 0.058 | . | . | . | 0.072 | 0.941 | 2.193 | 0 | 0 | 0 | 3.134
2023 | IA | 15291 | Prairie Energy Coop | SWPP | 23 | 0.595 | . | . | AC | 0.11 | . | 0.485 | . | . | 0.595 | . | . | . | . | . | 0 | . | . | . | . | . | 0 | . | . | . | . | . | 0 | . | . | . | . | . | 0 | . | . | . | . | . | 0 | . | . | . | . | . | 0 | . | . | . | . | . | 0 | . | . | . | . | . | 0 | . | . | . | . | . | 0 | 0.11 | 0 | 0.485 | 0 | 0 | 0.595
2023 | IA | 16611 | Access Energy Coop | AECI | 90 | 1.213 | . | 0.1 | AC | 0.9 | 0.247 | . | . | . | 1.147 | . | . | . | . | . | 0 | . | . | . | . | . | 0 | 0.066 | . | . | . | . | 0.066 | . | . | . | . | . | 0 | . | . | . | . | . | 0 | . | . | . | . | . | 0 | . | . | . | . | . | 0 | . | . | . | . | . | 0 | . | . | . | . | . | 0 | 0.966 | 0.247 | 0 | 0 | 0 | 1.213
2023 | IA | 17260 | North West Rural Electric Coop | SWPP | 104 | 16.138 | 16.138 | . |  | . | . | . | . | . | 0 | . | . | . | . | . | 0 | . | . | . | . | . | 0 | . | . | . | . | . | 0 | . | . | . | . | . | 0 | . | . | . | . | . | 0 | . | 16.138 | . | . | . | 16.138 | . | . | . | . | . | 0 | . | . | . | . | . | 0 | . | . | . | . | . | 0 | 0 | 16.138 | 0 | 0 | 0 | 16.138
2023 | IA | 19157 | MiEnergy Cooperative | MISO | 151 | 14.604 | . | 0.275 | AC | 0.045 | 0.179 | 0.664 | . | . | 0.888 | 0.008 | . | . | . | . | 0.008 | 0.01 | . | . | . | . | 0.01 | . | . | . | . | . | 0 | . | . | . | . | . | 0 | . | . | . | . | . | 0 | . | 13.708 | . | . | . | 13.708 | . | . | . | . | . | 0 | . | . | . | . | . | 0 | . | . | . | . | . | 0 | 0.053 | 13.887 | 0.664 | 0 | 0 | 14.604
2023 | IA | 99999 | State Adjustment | AECI | . | 0.205 | . | . |  | 0.117 | 0.088 | . | . | . | 0.205 | . | . | . | . | . | . | . | . | . | . | . | . | . | . | . | . | . | . | . | . | . | . | . | . | . | . | . | . | . | . | . | . | . | . | . | . | . | . | . | . | . | . | . | . | . | . | . | . | . | . | . | . | . | . | 0.117 | 0.088 | . | . | . | 0.205
2023 | IA | 99999 | State Adjustment | MISO | . | 4.294 | . | . |  | 0.92 | 1.311 | . | . | 2.063 | 4.294 | . | . | . | . | . | . | . | . | . | . | . | . | . | . | . | . | . | . | . | . | . | . | . | . | . | . | . | . | . | . | . | . | . | . | . | . | . | . | . | . | . | . | . | . | . | . | . | . | . | . | . | . | . | . | 0.92 | 1.311 | . | . | 2.063 | 4.294
2023 | IA | 99999 | State Adjustment | SWPP | . | 2.086 | . | . |  | 0.058 | 0.017 | . | . | 2.011 | 2.086 | . | . | . | . | . | . | . | . | . | . | . | . | . | . | . | . | . | . | . | . | . | . | . | . | . | . | . | . | . | . | . | . | . | . | . | . | . | . | . | . | . | . | . | . | . | . | . | . | . | . | . | . | . | . | 0.058 | 0.017 | . | . | 2.011 | 2.086
2023 | ID | 9191 | Idaho Power Co | IPCO | 31 | 10.262 | . | . | DC | . | . | . | . | . | 0 | . | . | . | . | . | 0 | . | . | . | . | . | 0 | . | . | . | . | . | 0 | . | . | . | . | 9.762 | 9.762 | . | . | . | . | . | 0 | . | . | . | . | 0.5 | 0.5 | . | . | . | . | . | 0 | . | . | . | . | . | 0 | . | . | . | . | . | 0 | 0 | 0 | 0 | 0 | 10.262 | 10.262
2023 | ID | 14354 | PacifiCorp | PACE | 2 | 0.8 | . | . |  | . | . | . | . | . | 0 | . | . | . | . | . | 0 | . | . | . | . | . | 0 | . | . | . | . | . | 0 | . | . | . | . | 0.8 | 0.8 | . | . | . | . | . | 0 | . | . | . | . | . | 0 | . | . | . | . | . | 0 | . | . | . | . | . | 0 | . | . | . | . | . | 0 | 0 | 0 | 0 | 0 | 0.8 | 0.8
2023 | IL | 4110 | Commonwealth Edison Co | PJM | 3448 | 178.279 | . | . | AC | 14.034 | 157.864 | . | . | . | 171.898 | 0.606 | 3.573 | . | . | . | 4.179 | . | . | . | . | . | 0 | 0.018 | 0.259 | . | . | . | 0.277 | . | . | . | . | . | 0 | . | . | . | . | . | 0 | . | 1.925 | . | . | . | 1.925 | . | . | . | . | . | 0 | . | . | . | . | . | 0 | . | . | . | . | . | 0 | 14.658 | 163.621 | 0 | 0 | 0 | 178.279
2023 | IL | 9750 | Jo-Carroll Energy, Inc | MISO | 15 | 7.8 | 2.4 | . | AC | . | . | 5.4 | . | . | 5.4 | . | . | . | . | . | 0 | . | . | . | . | . | 0 | . | . | . | . | . | 0 | . | . | . | . | . | 0 | . | . | . | . | . | 0 | . | . | 2.4 | . | . | 2.4 | . | . | . | . | . | 0 | . | . | . | . | . | 0 | . | . | . | . | . | 0 | 0 | 0 | 7.8 | 0 | 0 | 7.8
2023 | IL | 12341 | MidAmerican Energy Co | MISO | 4 | 0.316 | 0 | 0 | AC | 0.001 | 0.009 | . | . | . | 0.01 | . | . | . | . | . | 0 | . | . | . | . | . | 0 | . | 0.011 | . | . | . | 0.011 | . | . | . | . | . | 0 | . | . | . | . | . | 0 | . | . | 0.295 | . | . | 0.295 | . | . | . | . | . | 0 | . | . | . | . | . | 0 | . | . | . | . | . | 0 | 0.001 | 0.02 | 0.295 | 0 | 0 | 0.316
2023 | IL | 12395 | Menard Electric Coop | MISO | 1 | 0.1 | 0.1 | 0.1 |  | . | . | . | . | . | 0 | . | . | . | . | . | 0 | . | . | . | . | . | 0 | . | . | . | . | . | 0 | . | . | . | . | . | 0 | . | . | . | . | . | 0 | . | 0.1 | . | . | . | 0.1 | . | . | . | . | . | 0 | . | . | . | . | . | 0 | . | . | . | . | . | 0 | 0 | 0.1 | 0 | 0 | 0 | 0.1
2023 | IL | 13032 | Mt Carmel Public Utility Co | MISO | 1 | 0.049 | . | . | AC | . | 0.049 | . | . | . | 0.049 | . | . | . | . | . | 0 | . | . | . | . | . | 0 | . | . | . | . | . | 0 | . | . | . | . | . | 0 | . | . | . | . | . | 0 | . | . | . | . | . | 0 | . | . | . | . | . | 0 | . | . | . | . | . | 0 | . | . | . | . | . | 0 | 0 | 0.049 | 0 | 0 | 0 | 0.049
2023 | IL | 16196 | Rock Energy Cooperative | MISO | 1 | 0.45 | . | . | AC | . | 0.45 | . | . | . | 0.45 | . | . | . | . | . | 0 | . | . | . | . | . | 0 | . | . | . | . | . | 0 | . | . | . | . | . | 0 | . | . | . | . | . | 0 | . | . | . | . | . | 0 | . | . | . | . | . | 0 | . | . | . | . | . | 0 | . | . | . | . | . | 0 | 0 | 0.45 | 0 | 0 | 0 | 0.45
2023 | IL | 17040 | Shelby Electric Coop, Inc - (IL) | MISO | 1 | 0.5 | . | . | AC | . | . | . | . | 0.5 | 0.5 | . | . | . | . | . | 0 | . | . | . | . | . | 0 | . | . | . | . | . | 0 | . | . | . | . | . | 0 | . | . | . | . | . | 0 | . | . | . | . | . | 0 | . | . | . | . | . | 0 | . | . | . | . | . | 0 | . | . | . | . | . | 0 | 0 | 0 | 0 | 0 | 0.5 | 0.5
2023 | IL | 17697 | Southwestern Electric Coop Inc - (IL) | MISO | 494 | 9.702 | . | . | DC | 6.035 | 3.14 | . | . | . | 9.175 | 0.515 | . | . | . | . | 0.515 | 1.045 | . | . | . | . | 1.045 | 0.012 | . | . | . | . | 0.012 | . | . | . | . | . | 0 | . | . | . | . | . | 0 | . | . | . | . | . | 0 | . | . | . | . | . | 0 | . | . | . | . | . | 0 | . | . | . | . | . | 0 | 6.562 | 3.14 | 0 | 0 | 0 | 9.702
2023 | IL | 17828 | City of Springfield - (IL) | MISO | 1 | 0.25 | . | 0.25 | DC | . | . | . | . | 0.25 | 0.25 | . | . | . | . | . | 0 | . | . | . | . | . | 0 | . | . | . | . | . | 0 | . | . | . | . | . | 0 | . | . | . | . | . | 0 | . | . | . | . | . | 0 | . | . | . | . | . | 0 | . | . | . | . | . | 0 | . | . | . | . | . | 0 | 0 | 0 | 0 | 0 | 0.25 | 0.25
2023 | IL | 17860 | City of St Charles - (IL) | PJM | 4 | 0.515 | 0 | 0 | AC | 0.009 | 0.006 | 0 | 0 | 0.5 | 0.515 | 0 | 0 | 0 | 0 | 0 | 0 | 0 | 0 | 0 | 0 | 0 | 0 | 0 | 0 | 0 | 0 | 0 | 0 | 0 | 0 | 0 | 0 | 0 | 0 | 0 | 0 | 0 | 0 | 0 | 0 | 0 | 0 | 0 | 0 | 0 | 0 | 0 | 0 | 0 | 0 | 0 | 0 | 0 | 0 | 0 | 0 | 0 | 0 | 0 | 0 | 0 | 0 | 0 | 0 | 0.009 | 0.006 | 0 | 0 | 0.5 | 0.515
2023 | IL | 18955 | Tri-County Electric Coop, Inc (IL) | MISO | 126 | 1.785 | 0 | 0 | AC | 1.382 | 0.05 | . | . | . | 1.432 | 0.353 | . | . | . | . | 0.353 | . | . | . | . | . | 0 | . | . | . | . | . | 0 | . | . | . | . | . | 0 | . | . | . | . | . | 0 | . | . | . | . | . | 0 | . | . | . | . | . | 0 | . | . | . | . | . | 0 | . | . | . | . | . | 0 | 1.735 | 0.05 | 0 | 0 | 0 | 1.785
2023 | IL | 56697 | Ameren Illinois Company | MISO | 79 | 7.742 | . | . | DC | 0.041 | 5.147 | 0.238 | . | . | 5.426 | . | . | . | . | . | 0 | . | . | . | . | . | 0 | 0.012 | 2.265 | . | . | . | 2.277 | . | . | . | . | . | 0 | . | . | . | . | . | 0 | . | . | . | . | . | 0 | . | . | . | . | . | 0 | . | . | . | . | . | 0 | . | 0.039 | . | . | . | 0.039 | 0.053 | 7.451 | 0.238 | 0 | 0 | 7.742
2023 | IL | 99999 | State Adjustment | MISO | . | -1.965 | . | . |  | -0.869 | -1.424 | -0.042 | . | 0.369 | -1.965 | . | . | . | . | . | . | . | . | . | . | . | . | . | . | . | . | . | . | . | . | . | . | . | . | . | . | . | . | . | . | . | . | . | . | . | . | . | . | . | . | . | . | . | . | . | . | . | . | . | . | . | . | . | . | -0.869 | -1.424 | -0.042 | . | 0.369 | -1.965
2023 | IN | 636 | City of Anderson - (IN) | PJM | 12 | 0.122 | . | . | AC | 0.122 | . | . | . | . | 0.122 | . | . | . | . | . | 0 | . | . | . | . | . | 0 | . | . | . | . | . | 0 | . | . | . | . | . | 0 | . | . | . | . | . | 0 | . | . | . | . | . | 0 | . | . | . | . | . | 0 | . | . | . | . | . | 0 | . | . | . | . | . | 0 | 0.122 | 0 | 0 | 0 | 0 | 0.122
2023 | IN | 8179 | Harrison County Rural E M C | MISO | 7 | 6.2 | 6.2 | 1 |  | . | . | . | . | . | 0 | . | . | . | . | . | 0 | . | . | . | . | . | 0 | . | . | . | . | . | 0 | . | . | . | . | . | 0 | . | . | . | . | . | 0 | . | 6.2 | . | . | . | 6.2 | . | . | . | . | . | 0 | . | . | . | . | . | 0 | . | . | . | . | . | 0 | 0 | 6.2 | 0 | 0 | 0 | 6.2
2023 | IN | 9273 | AES Indiana | MISO | 529 | 6.935 | . | . | AC | 2.432 | 4.502 | . | . | . | 6.934 | . | . | . | . | . | 0 | . | . | . | . | . | 0 | . | 0.001 | . | . | . | 0.001 | . | . | . | . | . | 0 | . | . | . | . | . | 0 | . | . | . | . | . | 0 | . | . | . | . | . | 0 | . | . | . | . | . | 0 | . | . | . | . | . | 0 | 2.432 | 4.503 | 0 | 0 | 0 | 6.935
2023 | IN | 9324 | Indiana Michigan Power Co | PJM | 5 | 1.675 | . | . | AC | . | 0.015 | 0.01 | . | . | 0.025 | . | . | . | . | . | 0 | . | . | . | . | . | 0 | . | 0.85 | . | . | . | 0.85 | . | . | . | . | . | 0 | . | . | . | . | . | 0 | . | . | . | . | . | 0 | . | . | . | . | . | 0 | . | . | . | . | . | 0 | . | 0.8 | . | . | . | 0.8 | 0 | 1.665 | 0.01 | 0 | 0 | 1.675
2023 | IN | 9665 | Jasper County Rural E M C | MISO | 1 | 0.8 | . | . |  | . | . | . | . | . | 0 | . | . | . | . | . | 0 | . | . | . | . | . | 0 | . | . | . | . | . | 0 | . | . | . | . | . | 0 | . | . | . | . | . | 0 | . | . | 0.8 | . | . | 0.8 | . | . | . | . | . | 0 | . | . | . | . | . | 0 | . | . | . | . | . | 0 | 0 | 0 | 0.8 | 0 | 0 | 0.8
2023 | IN | 15470 | Duke Energy Indiana, LLC | MISO | 12 | 0.236 | 0 | 0.153 | AC | 0.083 | 0.137 | . | . | . | 0.22 | . | . | . | . | . | 0 | . | . | . | . | . | 0 | . | . | . | . | . | 0 | . | . | . | . | . | 0 | . | . | . | . | . | 0 | . | . | . | . | . | 0 | . | 0.016 | . | . | . | 0.016 | . | . | . | . | . | 0 | . | . | . | . | . | 0 | 0.083 | 0.153 | 0 | 0 | 0 | 0.236
2023 | IN | 15989 | City of Richmond - (IN) | PJM | 5 | 0.124 | . | . | AC | 0.045 | 0.079 | . | . | . | 0.124 | . | . | . | . | . | 0 | . | . | . | . | . | 0 | . | . | . | . | . | 0 | . | . | . | . | . | 0 | . | . | . | . | . | 0 | . | . | . | . | . | 0 | . | . | . | . | . | 0 | . | . | . | . | . | 0 | . | . | . | . | . | 0 | 0.045 | 0.079 | 0 | 0 | 0 | 0.124
2023 | IN | 17599 | Southeastern Indiana R E M C | MISO | 546 | 12.012 | . | . |  | . | . | . | . | . | 0 | . | . | . | . | . | 0 | . | . | . | . | . | 0 | . | . | . | . | . | 0 | . | . | . | . | . | 0 | . | . | . | . | . | 0 | 12.012 | . | . | . | . | 12.012 | . | . | . | . | . | 0 | . | . | . | . | . | 0 | . | . | . | . | . | 0 | 12.012 | 0 | 0 | 0 | 0 | 12.012
2023 | IN | 17633 | Southern Indiana Gas & Elec Co | MISO | 245 | 4.428 | . | . | AC | 2.09 | 2.326 | . | . | . | 4.416 | . | . | . | . | . | 0 | . | . | . | . | . | 0 | 0.012 | 0 | . | . | . | 0.012 | . | . | . | . | . | 0 | . | . | . | . | . | 0 | . | . | . | . | . | 0 | . | . | . | . | . | 0 | . | . | . | . | . | 0 | . | . | . | . | . | 0 | 2.102 | 2.326 | 0 | 0 | 0 | 4.428
2023 | IN | 18940 | Tipmont Rural Elec Member Corp | MISO | 1 | 0.07 | . | . | AC | 0.07 | . | . | . | . | 0.07 | . | . | . | . | . | 0 | . | . | . | . | . | 0 | . | . | . | . | . | 0 | . | . | . | . | . | 0 | . | . | . | . | . | 0 | . | . | . | . | . | 0 | . | . | . | . | . | 0 | . | . | . | . | . | 0 | . | . | . | . | . | 0 | 0.07 | 0 | 0 | 0 | 0 | 0.07
2023 | IN | 20603 | Northeastern Rural E M C | PJM | 68 | 2.58 | 1.5 | 0.05 | AC | 0.62 | 0.38 | . | . | 0.05 | 1.05 | . | . | . | . | . | 0 | . | . | . | . | . | 0 | 0.03 | . | . | . | . | 0.03 | . | . | . | . | . | 0 | . | . | . | . | . | 0 | . | . | 1.5 | . | . | 1.5 | . | . | . | . | . | 0 | . | . | . | . | . | 0 | . | . | . | . | . | 0 | 0.65 | 0.38 | 1.5 | 0 | 0.05 | 2.58
2023 | IN | 27599 | Carroll-White REMC | MISO | 29 | 1.061 | . | . | AC | 0.561 | . | . | . | . | 0.561 | . | . | . | . | . | 0 | . | . | . | . | . | 0 | . | . | . | . | . | 0 | . | . | . | . | . | 0 | . | . | . | . | . | 0 | . | 0.5 | . | . | . | 0.5 | . | . | . | . | . | 0 | . | . | . | . | . | 0 | . | . | . | . | . | 0 | 0.561 | 0.5 | 0 | 0 | 0 | 1.061
2023 | IN | 59505 | Heartland REMC | PJM | 75 | 7.136 | . | . | AC | 0.724 | . | . | . | . | 0.724 | . | . | . | . | . | 0 | . | . | . | . | . | 0 | 0.012 | . | . | . | . | 0.012 | . | . | . | . | . | 0 | . | . | . | . | . | 0 | . | . | . | . | . | 0 | . | . | 6.4 | . | . | 6.4 | . | . | . | . | . | 0 | . | . | . | . | . | 0 | 0.736 | 0 | 6.4 | 0 | 0 | 7.136
2023 | IN | 99999 | State Adjustment | MISO | . | 0.437 | . | . |  | 0.301 | 0.136 | . | . | . | 0.437 | . | . | . | . | . | . | . | . | . | . | . | . | . | . | . | . | . | . | . | . | . | . | . | . | . | . | . | . | . | . | . | . | . | . | . | . | . | . | . | . | . | . | . | . | . | . | . | . | . | . | . | . | . | . | 0.301 | 0.136 | . | . | . | 0.437
2023 | KS | 10000 | Evergy Metro | SWPP | 35 | 10.957 | . | . | DC | 0.034 | 10.709 | 0.214 | . | . | 10.957 | . | . | . | . | . | 0 | . | . | . | . | . | 0 | . | . | . | . | . | 0 | . | . | . | . | . | 0 | . | . | . | . | . | 0 | . | . | . | . | . | 0 | . | . | . | . | . | 0 | . | . | . | . | . | 0 | . | . | . | . | . | 0 | 0.034 | 10.709 | 0.214 | 0 | 0 | 10.957
2023 | KS | 10005 | Evergy Kansas South, Inc | SWPP | 8 | 0.261 | . | . | AC | 0.009 | 0.002 | . | . | . | 0.011 | . | . | . | . | . | 0 | . | . | . | . | . | 0 | . | 0.25 | . | . | . | 0.25 | . | . | . | . | . | 0 | . | . | . | . | . | 0 | . | . | . | . | . | 0 | . | . | . | . | . | 0 | . | . | . | . | . | 0 | . | . | . | . | . | 0 | 0.009 | 0.252 | 0 | 0 | 0 | 0.261
2023 | KS | 22500 | Evergy Kansas Central, Inc | SWPP | 24 | 0.559 | . | . | AC | 0.069 | 0.333 | . | . | . | 0.402 | . | . | . | . | . | 0 | . | . | . | . | . | 0 | 0.013 | 0.144 | . | . | . | 0.157 | . | . | . | . | . | 0 | . | . | . | . | . | 0 | . | . | . | . | . | 0 | . | . | . | . | . | 0 | . | . | . | . | . | 0 | . | . | . | . | . | 0 | 0.082 | 0.477 | 0 | 0 | 0 | 0.559
2023 | KS | 99999 | State Adjustment | SWPP | . | -0.953 | . | . |  | 0.007 | -1.749 | -0.037 | . | 0.826 | -0.953 | . | . | . | . | . | . | . | . | . | . | . | . | . | . | . | . | . | . | . | . | . | . | . | . | . | . | . | . | . | . | . | . | . | . | . | . | . | . | . | . | . | . | . | . | . | . | . | . | . | . | . | . | . | . | 0.007 | -1.749 | -0.037 | . | 0.826 | -0.953
2023 | KY | 1582 | City of Benton - (KY) | TVA | 1 | 0.05 | 0 | 0 | AC | 0 | 0.05 | 0 | 0 | 0 | 0.05 | 0 | 0 | 0 | 0 | 0 | 0 | . | . | . | . | . | 0 | 0 | 0 | 0 | 0 | 0 | 0 | 0 | 0 | 0 | 0 | 0 | 0 | 0 | 0 | 0 | 0 | 0 | 0 | 0 | 0 | 0 | 0 | 0 | 0 | 0 | 0 | 0 | 0 | 0 | 0 | 0 | 0 | 0 | 0 | 0 | 0 | 0 | 0 | 0 | 0 | 0 | 0 | 0 | 0.05 | 0 | 0 | 0 | 0.05
2023 | KY | 1886 | Blue Grass Energy Coop Corp | PJM | 30 | 8.035 | 8.035 | 0.535 | AC | . | . | . | . | . | 0 | . | . | . | . | . | 0 | . | . | . | . | . | 0 | . | . | . | . | . | 0 | . | . | . | . | . | 0 | . | . | . | . | . | 0 | . | 8.035 | . | . | . | 8.035 | . | . | . | . | . | 0 | . | . | . | . | . | 0 | . | . | . | . | . | 0 | 0 | 8.035 | 0 | 0 | 0 | 8.035
2023 | KY | 2056 | City of Bowling Green - (KY) | TVA | 9 | 0.176 | 0 | 0 | AC | 0.014 | 0.162 | 0 | 0 | 0 | 0.176 | 0 | 0 | 0 | 0 | 0 | 0 | . | . | . | . | . | 0 | 0 | 0 | 0 | 0 | 0 | 0 | 0 | 0 | 0 | 0 | 0 | 0 | 0 | 0 | 0 | 0 | 0 | 0 | 0 | 0 | 0 | 0 | 0 | 0 | 0 | 0 | 0 | 0 | 0 | 0 | 0 | 0 | 0 | 0 | 0 | 0 | 0 | 0 | 0 | 0 | 0 | 0 | 0.014 | 0.162 | 0 | 0 | 0 | 0.176
2023 | KY | 6442 | Fleming-Mason Energy Coop Inc | PJM | 1 | 0.085 | . | . | AC | . | 0.085 | . | . | . | 0.085 | . | . | . | . | . | 0 | . | . | . | . | . | 0 | . | . | . | . | . | 0 | . | . | . | . | . | 0 | . | . | . | . | . | 0 | . | . | . | . | . | 0 | . | . | . | . | . | 0 | . | . | . | . | . | 0 | . | . | . | . | . | 0 | 0 | 0.085 | 0 | 0 | 0 | 0.085
2023 | KY | 6840 | City of Fulton - (KY) | TVA | 3 | 0.027 | 0 | 0 | AC | 0.017 | 0.01 | 0 | 0 | 0 | 0.027 | 0 | 0 | 0 | 0 | 0 | 0 | . | . | . | . | . | 0 | 0 | 0 | 0 | 0 | 0 | 0 | 0 | 0 | 0 | 0 | 0 | 0 | 0 | 0 | 0 | 0 | 0 | 0 | 0 | 0 | 0 | 0 | 0 | 0 | 0 | 0 | 0 | 0 | 0 | 0 | 0 | 0 | 0 | 0 | 0 | 0 | 0 | 0 | 0 | 0 | 0 | 0 | 0.017 | 0.01 | 0 | 0 | 0 | 0.027
2023 | KY | 7174 | Gibson Electric Members Corp | TVA | 19 | 0.248 | 0 | 0 | AC | 0.143 | 0.105 | 0 | 0 | 0 | 0.248 | . | . | . | . | . | 0 | . | . | . | . | . | 0 | 0 | 0 | 0 | 0 | 0 | 0 | 0 | 0 | 0 | 0 | 0 | 0 | 0 | 0 | 0 | 0 | 0 | 0 | 0 | 0 | 0 | 0 | 0 | 0 | 0 | 0 | 0 | 0 | 0 | 0 | 0 | 0 | 0 | 0 | 0 | 0 | 0 | 0 | 0 | 0 | 0 | 0 | 0.143 | 0.105 | 0 | 0 | 0 | 0.248
2023 | KY | 7270 | City of Glasgow - (KY) | TVA | 16 | 0.611 | 0 | 0 | AC | 0.007 | 0.604 | 0 | 0 | 0 | 0.611 | 0 | 0 | 0 | 0 | 0 | 0 | . | . | . | . | . | 0 | 0 | 0 | 0 | 0 | 0 | 0 | 0 | 0 | 0 | 0 | 0 | 0 | 0 | 0 | 0 | 0 | 0 | 0 | 0 | 0 | 0 | 0 | 0 | 0 | 0 | 0 | 0 | 0 | 0 | 0 | 0 | 0 | 0 | 0 | 0 | 0 | 0 | 0 | 0 | 0 | 0 | 0 | 0.007 | 0.604 | 0 | 0 | 0 | 0.611
2023 | KY | 8548 | City of Hickman | TVA | 3 | 0.047 | 0 | 0 | AC | 0 | 0.047 | 0 | 0 | 0 | 0.047 | 0 | 0 | 0 | 0 | 0 | 0 | . | . | . | . | . | 0 | 0 | 0 | 0 | 0 | 0 | 0 | 0 | 0 | 0 | 0 | 0 | 0 | 0 | 0 | 0 | 0 | 0 | 0 | 0 | 0 | 0 | 0 | 0 | 0 | 0 | 0 | 0 | 0 | 0 | 0 | 0 | 0 | 0 | 0 | 0 | 0 | 0 | 0 | 0 | 0 | 0 | 0 | 0 | 0.047 | 0 | 0 | 0 | 0.047
2023 | KY | 8846 | City of Hopkinsville | TVA | 4 | 0.092 | 0 | 0 | AC | 0 | 0.092 | 0 | 0 | 0 | 0.092 | 0 | 0 | 0 | 0 | 0 | 0 | . | . | . | . | . | 0 | 0 | 0 | 0 | 0 | 0 | 0 | 0 | 0 | 0 | 0 | 0 | 0 | 0 | 0 | 0 | 0 | 0 | 0 | 0 | 0 | 0 | 0 | 0 | 0 | 0 | 0 | 0 | 0 | 0 | 0 | 0 | 0 | 0 | 0 | 0 | 0 | 0 | 0 | 0 | 0 | 0 | 0 | 0 | 0.092 | 0 | 0 | 0 | 0.092
2023 | KY | 9697 | City of Jellico | TVA | 18 | 0.088 | 0 | 0 | AC | 0.088 | 0 | 0 | 0 | 0 | 0.088 | . | . | . | . | . | 0 | . | . | . | . | . | 0 | 0 | 0 | 0 | 0 | 0 | 0 | 0 | 0 | 0 | 0 | 0 | 0 | 0 | 0 | 0 | 0 | 0 | 0 | 0 | 0 | 0 | 0 | 0 | 0 | 0 | 0 | 0 | 0 | 0 | 0 | 0 | 0 | 0 | 0 | 0 | 0 | 0 | 0 | 0 | 0 | 0 | 0 | 0.088 | 0 | 0 | 0 | 0 | 0.088
2023 | KY | 10171 | Kentucky Utilities Co | LGEE | 20 | 3.64 | . | 0.204 | DC | 0 | 2.241 | 1.195 | 0 | 0.204 | 3.64 | . | . | . | . | . | 0 | . | . | . | . | . | 0 | . | . | . | . | . | 0 | . | . | . | . | . | 0 | . | . | . | . | . | 0 | . | . | . | . | . | 0 | . | . | . | . | . | 0 | . | . | . | . | . | 0 | . | . | . | . | . | 0 | 0 | 2.241 | 1.195 | 0 | 0.204 | 3.64
2023 | KY | 11249 | Louisville Gas & Electric Co | LGEE | 12 | 2.507 | 0 | 0.03 | DC | . | 2.322 | . | . | 0.03 | 2.352 | . | 0.155 | . | . | . | 0.155 | . | . | . | . | . | 0 | . | . | . | . | . | 0 | . | . | . | . | . | 0 | . | . | . | . | . | 0 | . | . | . | . | . | 0 | . | . | . | . | . | 0 | . | . | . | . | . | 0 | . | . | . | . | . | 0 | 0 | 2.477 | 0 | 0 | 0.03 | 2.507
2023 | KY | 11871 | City of Mayfield Plant Board | TVA | 3 | 0.044 | 0 | 0 | AC | 0 | 0.044 | 0 | 0 | 0 | 0.044 | 0 | 0 | 0 | 0 | 0 | 0 | . | . | . | . | . | 0 | 0 | 0 | 0 | 0 | 0 | 0 | 0 | 0 | 0 | 0 | 0 | 0 | 0 | 0 | 0 | 0 | 0 | 0 | 0 | 0 | 0 | 0 | 0 | 0 | 0 | 0 | 0 | 0 | 0 | 0 | 0 | 0 | 0 | 0 | 0 | 0 | 0 | 0 | 0 | 0 | 0 | 0 | 0 | 0.044 | 0 | 0 | 0 | 0.044
2023 | KY | 13138 | City of Murray - (KY) | TVA | 5 | 0.121 | 0 | 0 | AC | 0.011 | 0.11 | 0 | 0 | 0 | 0.121 | 0 | 0 | 0 | 0 | 0 | 0 | . | . | . | . | . | 0 | 0 | 0 | 0 | 0 | 0 | 0 | 0 | 0 | 0 | 0 | 0 | 0 | 0 | 0 | 0 | 0 | 0 | 0 | 0 | 0 | 0 | 0 | 0 | 0 | 0 | 0 | 0 | 0 | 0 | 0 | 0 | 0 | 0 | 0 | 0 | 0 | 0 | 0 | 0 | 0 | 0 | 0 | 0.011 | 0.11 | 0 | 0 | 0 | 0.121
2023 | KY | 14724 | Pennyrile Rural Electric Coop | TVA | 64 | 1.661 | 0 | 0 | AC | 0.49 | 1.169 | 0 | 0 | 0 | 1.659 | 0 | 0 | 0 | 0 | 0 | 0 | . | . | . | . | . | 0 | 0.002 | 0 | 0 | 0 | 0 | 0.002 | 0 | 0 | 0 | 0 | 0 | 0 | 0 | 0 | 0 | 0 | 0 | 0 | 0 | 0 | 0 | 0 | 0 | 0 | 0 | 0 | 0 | 0 | 0 | 0 | 0 | 0 | 0 | 0 | 0 | 0 | 0 | 0 | 0 | 0 | 0 | 0 | 0.492 | 1.169 | 0 | 0 | 0 | 1.661
2023 | KY | 16459 | City of Russellville - (KY) | TVA | 1 | 0.007 | 0 | 0 | AC | 0.007 | 0 | 0 | 0 | 0 | 0.007 | 0 | 0 | 0 | 0 | 0 | 0 | . | . | . | . | . | 0 | 0 | 0 | 0 | 0 | 0 | 0 | 0 | 0 | 0 | 0 | 0 | 0 | 0 | 0 | 0 | 0 | 0 | 0 | 0 | 0 | 0 | 0 | 0 | 0 | 0 | 0 | 0 | 0 | 0 | 0 | 0 | 0 | 0 | 0 | 0 | 0 | 0 | 0 | 0 | 0 | 0 | 0 | 0.007 | 0 | 0 | 0 | 0 | 0.007
2023 | KY | 16587 | Salt River Electric Coop Corp | PJM | 3 | 2.5 | . | . |  | . | . | . | . | . | 0 | . | . | . | . | . | 0 | . | . | . | . | . | 0 | . | . | . | . | . | 0 | 2.5 | . | . | . | . | 2.5 | . | . | . | . | . | 0 | . | . | . | . | . | 0 | . | . | . | . | . | 0 | . | . | . | . | . | 0 | . | . | . | . | . | 0 | 2.5 | 0 | 0 | 0 | 0 | 2.5
2023 | KY | 19162 | Tri-County Elec Member Corp (TN) | TVA | 12 | 0.095 | 0 | 0 | AC | 0.053 | 0.042 | 0 | 0 | 0 | 0.095 | . | . | . | . | . | 0 | . | . | . | . | . | 0 | 0 | 0 | 0 | 0 | 0 | 0 | 0 | 0 | 0 | 0 | 0 | 0 | 0 | 0 | 0 | 0 | 0 | 0 | 0 | 0 | 0 | 0 | 0 | 0 | 0 | 0 | 0 | 0 | 0 | 0 | 0 | 0 | 0 | 0 | 0 | 0 | 0 | 0 | 0 | 0 | 0 | 0 | 0.053 | 0.042 | 0 | 0 | 0 | 0.095
2023 | KY | 19446 | Duke Energy Kentucky | PJM | 2 | 0.481 | 0 | 0 | AC | . | 0.481 | . | . | . | 0.481 | . | . | . | . | . | 0 | . | . | . | . | . | 0 | . | . | . | . | . | 0 | . | . | . | . | . | 0 | . | . | . | . | . | 0 | . | . | . | . | . | 0 | . | . | . | . | . | 0 | . | . | . | . | . | 0 | . | . | . | . | . | 0 | 0 | 0.481 | 0 | 0 | 0 | 0.481
2023 | KY | 20130 | Warren Rural Elec Coop Corp | TVA | 107 | 4.888 | 0 | 0 | AC | 0.688 | 3.201 | 0 | 0 | 0 | 3.889 | 0 | 0 | 0 | 0 | 0 | 0 | . | . | . | . | . | 0 | 0 | 0 | 0 | 0 | 0 | 0 | 0 | 0 | 0 | 0 | 0 | 0 | 0 | 0 | 0 | 0 | 0 | 0 | 0 | 0 | 0 | 0 | 0 | 0 | 0 | 0 | 0 | 0 | 0 | 0 | 0 | 0 | 0 | 0 | 0 | 0 | 0 | 0.999 | 0 | 0 | 0 | 0.999 | 0.688 | 4.2 | 0 | 0 | 0 | 4.888
2023 | KY | 20377 | West Kentucky Rural E C C | TVA | 120 | 3.024 | 0 | 0 | AC | 0.74 | 2.284 | 0 | 0 | 0 | 3.024 | 0 | 0 | 0 | 0 | 0 | 0 | . | . | . | . | . | 0 | 0 | 0 | 0 | 0 | 0 | 0 | 0 | 0 | 0 | 0 | 0 | 0 | 0 | 0 | 0 | 0 | 0 | 0 | 0 | 0 | 0 | 0 | 0 | 0 | 0 | 0 | 0 | 0 | 0 | 0 | 0 | 0 | 0 | 0 | 0 | 0 | 0 | 0 | 0 | 0 | 0 | 0 | 0.74 | 2.284 | 0 | 0 | 0 | 3.024
2023 | KY | 22053 | Kentucky Power Co | PJM | 3 | 0.416 | . | . | AC | 0.09 | 0.175 | 0.151 | . | . | 0.416 | . | . | . | . | . | 0 | . | . | . | . | . | 0 | . | . | . | . | . | 0 | . | . | . | . | . | 0 | . | . | . | . | . | 0 | . | . | . | . | . | 0 | . | . | . | . | . | 0 | . | . | . | . | . | 0 | . | . | . | . | . | 0 | 0.09 | 0.175 | 0.151 | 0 | 0 | 0.416
2023 | KY | 99999 | State Adjustment | LGEE | . | -1.045 | . | . |  | 0 | -0.796 | -0.208 | . | -0.041 | -1.045 | . | . | . | . | . | . | . | . | . | . | . | . | . | . | . | . | . | . | . | . | . | . | . | . | . | . | . | . | . | . | . | . | . | . | . | . | . | . | . | . | . | . | . | . | . | . | . | . | . | . | . | . | . | . | 0 | -0.796 | -0.208 | . | -0.041 | -1.045
2023 | LA | 11241 | Entergy Louisiana LLC | MISO | 1 | 0.7 | . | . | DC | . | 0.7 | . | . | . | 0.7 | . | . | . | . | . | 0 | . | . | . | . | . | 0 | . | . | . | . | . | 0 | . | . | . | . | . | 0 | . | . | . | . | . | 0 | . | . | . | . | . | 0 | . | . | . | . | . | 0 | . | . | . | . | . | 0 | . | . | . | . | . | 0 | 0 | 0.7 | 0 | 0 | 0 | 0.7
2023 | LA | 13478 | Entergy New Orleans, LLC | MISO | 106 | 2.217 | . | 2.217 | DC | 0.38 | 1.837 | . | . | . | 2.217 | . | . | . | . | . | 0 | . | . | . | . | . | 0 | . | . | . | . | . | 0 | . | . | . | . | . | 0 | . | . | . | . | . | 0 | . | . | . | . | . | 0 | . | . | . | . | . | 0 | . | . | . | . | . | 0 | . | . | . | . | . | 0 | 0.38 | 1.837 | 0 | 0 | 0 | 2.217
2023 | LA | 99999 | State Adjustment | MISO | . | -0.509 | . | . |  | -0.066 | -0.442 | . | . | . | -0.509 | . | . | . | . | . | . | . | . | . | . | . | . | . | . | . | . | . | . | . | . | . | . | . | . | . | . | . | . | . | . | . | . | . | . | . | . | . | . | . | . | . | . | . | . | . | . | . | . | . | . | . | . | . | . | -0.066 | -0.442 | . | . | . | -0.509
2023 | MA | 6374 | Fitchburg Gas & Elec Light Co | ISNE | 90 | 4.124 | . | . | AC | 0.808 | 2.945 | . | . | . | 3.753 | . | . | . | . | . | 0 | . | . | . | . | . | 0 | . | . | . | . | . | 0 | . | . | . | . | . | 0 | . | . | . | . | . | 0 | . | 0.371 | . | . | . | 0.371 | . | . | . | . | . | 0 | . | . | . | . | . | 0 | . | . | . | . | . | 0 | 0.808 | 3.316 | 0 | 0 | 0 | 4.124
2023 | MA | 8774 | City of Holyoke - (MA) | ISNE | 18 | 7.613 | . | 0.36 | DC | . | 2.207 | 4.471 | . | . | 6.678 | . | . | . | . | . | 0 | . | . | . | . | . | 0 | . | . | . | . | . | 0 | . | 0.575 | . | . | . | 0.575 | . | . | . | . | . | 0 | . | 0.36 | . | . | . | 0.36 | . | . | . | . | . | 0 | . | . | . | . | . | 0 | . | . | . | . | . | 0 | 0 | 3.142 | 4.471 | 0 | 0 | 7.613
2023 | MA | 8973 | Town of Hudson - (MA) | ISNE | 195 | 2.078 | . | . | DC | 1.81 | 0.103 | 0.071 | . | . | 1.984 | 0.094 | . | . | . | . | 0.094 | . | . | . | . | . | 0 | . | . | . | . | . | 0 | . | . | . | . | . | 0 | . | . | . | . | . | 0 | . | . | . | . | . | 0 | . | . | . | . | . | 0 | . | . | . | . | . | 0 | . | . | . | . | . | 0 | 1.904 | 0.103 | 0.071 | 0 | 0 | 2.078
2023 | MA | 11804 | Massachusetts Electric Co | ISNE | 3441 | 180.027 | . | . | AC | 33.322 | 119.2 | 3.055 | . | . | 155.577 | . | 0.5 | . | . | . | 0.5 | . | . | . | . | . | 0 | . | 0.803 | . | . | . | 0.803 | . | 1.539 | . | . | . | 1.539 | . | 3.135 | . | . | . | 3.135 | . | . | . | . | . | 0 | 0.005 | 18.198 | . | . | . | 18.203 | . | . | . | . | . | 0 | . | 0.27 | . | . | . | 0.27 | 33.327 | 143.645 | 3.055 | 0 | 0 | 180.027
2023 | MA | 12473 | Town of Middleborough - (MA) | ISNE | 16 | 6.596 | . | 0.187 | AC | . | 6.596 | . | . | . | 6.596 | . | . | . | . | . | 0 | . | . | . | . | . | 0 | . | . | . | . | . | 0 | . | . | . | . | . | 0 | . | . | . | . | . | 0 | . | . | . | . | . | 0 | . | . | . | . | . | 0 | . | . | . | . | . | 0 | . | . | . | . | . | 0 | 0 | 6.596 | 0 | 0 | 0 | 6.596
2023 | MA | 13206 | Nantucket Electric Co | ISNE | 24 | 0.373 | . | . | AC | 0.231 | 0.142 | . | . | . | 0.373 | . | . | . | . | . | 0 | . | . | . | . | . | 0 | . | . | . | . | . | 0 | . | . | . | . | . | 0 | . | . | . | . | . | 0 | . | . | . | . | . | 0 | . | . | . | . | . | 0 | . | . | . | . | . | 0 | . | . | . | . | . | 0 | 0.231 | 0.142 | 0 | 0 | 0 | 0.373
2023 | MA | 20481 | City of Westfield - (MA) | ISNE | 42 | 0.765 | . | . | AC | 0.239 | 0.526 | . | . | . | 0.765 | . | . | . | . | . | 0 | . | . | . | . | . | 0 | . | . | . | . | . | 0 | . | . | . | . | . | 0 | . | . | . | . | . | 0 | . | . | . | . | . | 0 | . | . | . | . | . | 0 | . | . | . | . | . | 0 | . | . | . | . | . | 0 | 0.239 | 0.526 | 0 | 0 | 0 | 0.765
2023 | MA | 54913 | NSTAR Electric Company | ISNE | 565 | 58.786 | . | . | AC | 3.607 | 17.737 | 1.936 | . | . | 23.28 | . | . | . | . | . | 0 | . | . | . | . | . | 0 | 0 | 0 | 0 | . | . | 0 | 0.022 | 2.987 | 0.04 | . | . | 3.049 | 0.006 | 2.872 | 2.625 | . | . | 5.503 | 0.444 | 16.558 | 3.525 | . | . | 20.527 | 0.011 | 3.614 | 1.421 | . | . | 5.046 | . | 1.381 | . | . | . | 1.381 | . | . | . | . | . | 0 | 4.09 | 45.149 | 9.547 | 0 | 0 | 58.786
2023 | MA | 99999 | State Adjustment | ISNE | . | 1.283 | . | . |  | -0.316 | -0.065 | -0.792 | . | 2.456 | 1.283 | . | . | . | . | . | . | . | . | . | . | . | . | . | . | . | . | . | . | . | . | . | . | . | . | . | . | . | . | . | . | . | . | . | . | . | . | . | . | . | . | . | . | . | . | . | . | . | . | . | . | . | . | . | . | -0.316 | -0.065 | -0.792 | . | 2.456 | 1.283
2023 | MD | 84 | A & N Electric Coop | PJM | 1 | 0.5 | 0 | 0.5 | AC | 0 | 0 | 0 | 0 | 0 | 0 | 0 | 0 | 0 | 0 | 0 | 0 | 0 | 0 | 0 | 0 | 0 | 0 | 0 | 0 | 0 | 0 | 0 | 0 | 0 | 0 | 0 | 0 | 0 | 0 | 0 | 0 | 0 | 0 | 0 | 0 | 0 | 0 | 0 | 0 | 0.5 | 0.5 | 0 | 0 | 0 | 0 | 0 | 0 | 0 | 0 | 0 | 0 | 0 | 0 | 0 | 0 | 0 | 0 | 0 | 0 | 0 | 0 | 0 | 0 | 0.5 | 0.5
2023 | MI | 392 | Alpena Power Co | MISO | 1 | 0.012 | 0 | 0 | AC | . | 0.006 | . | . | . | 0.006 | . | . | . | . | . | 0 | . | . | . | . | . | 0 | . | 0.006 | . | . | . | 0.006 | . | . | . | . | . | 0 | . | . | . | . | . | 0 | . | . | . | . | . | 0 | . | . | . | . | . | 0 | . | . | . | . | . | 0 | . | . | . | . | . | 0 | 0 | 0.012 | 0 | 0 | 0 | 0.012
2023 | MI | 3436 | Cherryland Electric Coop Inc | MISO | 10 | 0.328 | . | . | AC | 0.228 | 0.1 | . | . | . | 0.328 | . | . | . | . | . | 0 | . | . | . | . | . | 0 | . | . | . | . | . | 0 | . | . | . | . | . | 0 | . | . | . | . | . | 0 | . | . | . | . | . | 0 | . | . | . | . | . | 0 | . | . | . | . | . | 0 | . | . | . | . | . | 0 | 0.228 | 0.1 | 0 | 0 | 0 | 0.328
2023 | MI | 4254 | Consumers Energy Co - (MI) | MISO | 467 | 30.903 | 2.6 | 2.76 | AC | 2.125 | 12.756 | 1.672 | . | 3.477 | 20.03 | . | 0.6 | 0.25 | . | 1 | 1.85 | . | . | . | . | . | 0 | 0.076 | 0.082 | . | . | 0.001 | 0.159 | . | 0.05 | . | . | 4.094 | 4.144 | . | . | . | . | . | 0 | . | 1.19 | 0.03 | . | 3.5 | 4.72 | . | . | . | . | . | 0 | . | . | . | . | . | 0 | . | . | . | . | . | 0 | 2.201 | 14.678 | 1.952 | 0 | 12.072 | 30.903
2023 | MI | 5109 | DTE Electric Company | MISO | 40 | 20.124 | . | . | AC | . | 1.496 | 1.125 | . | 11.967 | 14.588 | . | . | . | . | . | 0 | . | . | . | . | . | 0 | . | 0.195 | . | . | . | 0.195 | . | . | . | . | . | 0 | . | . | . | . | . | 0 | . | 0.95 | 0.376 | . | . | 1.326 | . | . | . | . | . | 0 | . | . | . | . | . | 0 | . | 1.555 | 2.46 | . | . | 4.015 | 0 | 4.196 | 3.961 | 0 | 11.967 | 20.124
2023 | MI | 9324 | Indiana Michigan Power Co | PJM | 33 | 0.262 | . | . | AC | 0.191 | 0.05 | . | . | . | 0.241 | 0.021 | . | . | . | . | 0.021 | 0.161 | . | . | . | . | 0.161 | . | . | . | . | . | 0 | . | . | . | . | . | 0 | . | . | . | . | . | 0 | . | . | . | . | . | 0 | . | . | . | . | . | 0 | . | . | . | . | . | 0 | . | . | . | . | . | 0 | 0.212 | 0.05 | 0 | 0 | 0 | 0.262
2023 | MI | 12377 | Midwest Energy Cooperative - (MI) | PJM | 5 | 3.9 | . | . | AC | . | 3.9 | . | . | . | 3.9 | . | . | . | . | . | 0 | . | . | . | . | . | 0 | . | . | . | . | . | 0 | . | . | . | . | . | 0 | . | . | . | . | . | 0 | . | . | . | . | . | 0 | . | . | . | . | . | 0 | . | . | . | . | . | 0 | . | . | . | . | . | 0 | 0 | 3.9 | 0 | 0 | 0 | 3.9
2023 | MI | 38084 | Great Lakes Energy Coop | MISO | 14 | 1.583 | . | . | AC | 0.061 | 1.51 | . | . | . | 1.571 | . | . | . | . | . | 0 | . | . | . | . | . | 0 | 0.012 | . | . | . | . | 0.012 | . | . | . | . | . | 0 | . | . | . | . | . | 0 | . | . | . | . | . | 0 | . | . | . | . | . | 0 | . | . | . | . | . | 0 | . | . | . | . | . | 0 | 0.073 | 1.51 | 0 | 0 | 0 | 1.583
2023 | MI | 56279 | Spartan Renewable Energy, Inc | MISO | 2 | 1.6 | . | 1.6 | AC | . | . | 0.88 | . | 0.72 | 1.6 | . | . | . | . | . | 0 | . | . | . | . | . | 0 | . | . | . | . | . | 0 | . | . | . | . | . | 0 | . | . | . | . | . | 0 | . | . | . | . | . | 0 | . | . | . | . | . | 0 | . | . | . | . | . | 0 | . | . | . | . | . | 0 | 0 | 0 | 0.88 | 0 | 0.72 | 1.6
2023 | MI | 60631 | Upper Michigan Energy Resources Corp. | MISO | 1 | 0.003 | . | . | DC | 0.003 | . | . | . | . | 0.003 | . | . | . | . | . | 0 | . | . | . | . | . | 0 | . | . | . | . | . | 0 | . | . | . | . | . | 0 | . | . | . | . | . | 0 | . | . | . | . | . | 0 | . | . | . | . | . | 0 | . | . | . | . | . | 0 | . | . | . | . | . | 0 | 0.003 | 0 | 0 | 0 | 0 | 0.003
2023 | MI | 99999 | State Adjustment | MISO | . | -0.001 | . | . |  | -0.001 | . | . | . | . | -0.001 | . | . | . | . | . | . | . | . | . | . | . | . | . | . | . | . | . | . | . | . | . | . | . | . | . | . | . | . | . | . | . | . | . | . | . | . | . | . | . | . | . | . | . | . | . | . | . | . | . | . | . | . | . | . | -0.001 | . | . | . | . | -0.001
2023 | MN | 155 | Agralite Electric Coop | MISO | 1 | 0.02 | . | 0.02 | AC | . | 0.02 | . | . | . | 0.02 | . | . | . | . | . | 0 | . | . | . | . | . | 0 | . | . | . | . | . | 0 | . | . | . | . | . | 0 | . | . | . | . | . | 0 | . | . | . | . | . | 0 | . | . | . | . | . | 0 | . | . | . | . | . | 0 | . | . | . | . | . | 0 | 0 | 0.02 | 0 | 0 | 0 | 0.02
2023 | MN | 1009 | City of Austin - (MN) | MISO | 1 | 0.05 | 0 | 0 | AC | . | 0.05 | . | . | . | 0.05 | . | . | . | . | . | 0 | . | . | . | . | . | 0 | . | . | . | . | . | 0 | . | . | . | . | . | 0 | . | . | . | . | . | 0 | . | . | . | . | . | 0 | . | . | . | . | . | 0 | . | . | . | . | . | 0 | . | . | . | . | . | 0 | 0 | 0.05 | 0 | 0 | 0 | 0.05
2023 | MN | 1529 | Beltrami Electric Coop, Inc | MISO | 168 | 3.841 | 3.768 | 0.385 | AC | . | 0.073 | . | . | . | 0.073 | . | . | . | . | . | 0 | . | . | . | . | . | 0 | . | . | . | . | . | 0 | . | . | . | . | . | 0 | . | . | . | . | . | 0 | 0.911 | 2.857 | . | . | . | 3.768 | . | . | . | . | . | 0 | . | . | . | . | . | 0 | . | . | . | . | . | 0 | 0.911 | 2.93 | 0 | 0 | 0 | 3.841
2023 | MN | 3400 | City of Chaska - (MN) | MISO | 1 | 0.158 | . | . | AC | . | . | . | . | . | 0 | . | . | . | . | . | 0 | . | . | . | . | . | 0 | . | . | . | . | 0.158 | 0.158 | . | . | . | . | . | 0 | . | . | . | . | . | 0 | . | . | . | . | . | 0 | . | . | . | . | . | 0 | . | . | . | . | . | 0 | . | . | . | . | . | 0 | 0 | 0 | 0 | 0 | 0.158 | 0.158
2023 | MN | 5574 | East Central Energy | MISO | 3 | 0.502 | 0 | 0 | AC | 0 | 0.352 | 0 | 0 | 0 | 0.352 | . | . | . | . | . | 0 | . | . | . | . | . | 0 | . | . | . | . | . | 0 | . | . | . | . | . | 0 | . | . | . | . | . | 0 | . | . | . | . | . | 0 | . | . | . | . | . | 0 | . | . | . | . | . | 0 | 0 | 0.15 | 0 | 0 | 0 | 0.15 | 0 | 0.502 | 0 | 0 | 0 | 0.502
2023 | MN | 9130 | Hutchinson Utilities Comm | MISO | 1 | 0.625 | 0 | 0.625 | AC | . | . | . | . | 0.625 | 0.625 | . | . | . | . | . | 0 | . | . | . | . | . | 0 | . | . | . | . | . | 0 | . | . | . | . | . | 0 | . | . | . | . | . | 0 | . | . | . | . | . | 0 | . | . | . | . | . | 0 | . | . | . | . | . | 0 | . | . | . | . | . | 0 | 0 | 0 | 0 | 0 | 0.625 | 0.625
2023 | MN | 11731 | City of Marshall - (MN) | MISO | 16 | 6 | 2.2 | 1.15 |  | 0 | 0 | 0 | 0 | 0 | 0 | 0 | 0 | 0 | 0 | 0 | 0 | 0 | 0 | 0 | 0 | 0 | 0 | 0 | 0 | 0 | 0 | 0 | 0 | 0 | 0 | 0 | 0 | 0 | 0 | 0 | 0 | 0 | 0 | 0 | 0 | 0 | 4.7 | 1.3 | 0 | 0 | 6 | 0 | 0 | 0 | 0 | 0 | 0 | 0 | 0 | 0 | 0 | 0 | 0 | 0 | 0 | 0 | 0 | 0 | 0 | 0 | 4.7 | 1.3 | 0 | 0 | 6
2023 | MN | 12227 | Meeker Coop Light & Power Assn | MISO | 22 | 7.078 | . | 0.25 |  | . | . | . | . | . | 0 | . | . | . | . | . | 0 | . | . | . | . | . | 0 | . | . | . | . | . | 0 | . | . | . | . | . | 0 | . | . | . | . | . | 0 | . | 7.078 | . | . | . | 7.078 | . | . | . | . | . | 0 | . | . | . | . | . | 0 | . | . | . | . | . | 0 | 0 | 7.078 | 0 | 0 | 0 | 7.078
2023 | MN | 12546 | Mille Lacs Energy Cooperative | MISO | 1 | 0.2 | . | 0.2 | AC | . | . | . | . | . | 0 | . | . | . | . | . | 0 | . | . | . | . | . | 0 | . | . | . | . | . | 0 | . | . | . | . | . | 0 | . | . | . | . | . | 0 | . | . | 0.2 | . | . | 0.2 | . | . | . | . | . | 0 | . | . | . | . | . | 0 | . | . | . | . | . | 0 | 0 | 0 | 0.2 | 0 | 0 | 0.2
2023 | MN | 12894 | City of Moorhead - (MN) | SWPP | 2 | 1.5 | 0 | 1.5 |  | . | . | . | . | . | 0 | . | . | . | . | . | 0 | . | . | . | . | . | 0 | . | . | . | . | 1.5 | 1.5 | . | . | . | . | . | 0 | . | . | . | . | . | 0 | . | . | . | . | . | 0 | . | . | . | . | . | 0 | . | . | . | . | . | 0 | . | . | . | . | . | 0 | 0 | 0 | 0 | 0 | 1.5 | 1.5
2023 | MN | 14246 | City of Owatonna - (MN) | MISO | 3 | 1.3 | 1 | 0 |  | 0 | 0 | . | 0 | . | 0 | . | . | . | . | . | 0 | . | . | . | . | . | 0 | . | . | 0.1 | . | . | 0.1 | 0 | 0 | . | 0 | . | 0 | 0 | 0 | . | 0 | . | 0 | 0 | 0 | 1.2 | 0 | . | 1.2 | 0 | 0 | . | 0 | . | 0 | 0 | 0 | . | 0 | . | 0 | . | . | . | . | . | 0 | 0 | 0 | 1.3 | 0 | 0 | 1.3
2023 | MN | 14468 | People's Cooperative Services | MISO | 30 | 6.956 | 6.956 | 0 |  | 0 | 0 | 0 | 0 | 0 | 0 | 0 | 0 | 0 | 0 | 0 | 0 | 0 | 0 | 0 | 0 | 0 | 0 | 0 | 0 | 0 | 0 | 0 | 0 | 0 | 0 | 0 | 0 | 0 | 0 | 0 | 0 | 0 | 0 | 0 | 0 | 0 | 6.956 | 0 | 0 | 0 | 6.956 | 0 | 0 | 0 | 0 | 0 | 0 | 0 | 0 | 0 | 0 | 0 | 0 | 0 | 0 | 0 | 0 | 0 | 0 | 0 | 6.956 | 0 | 0 | 0 | 6.956
2023 | MN | 16181 | Rochester Public Utilities | MISO | 10 | 1.323 | . | . | AC | . | 1.323 | . | . | . | 1.323 | . | . | . | . | . | 0 | . | . | . | . | . | 0 | . | . | . | . | . | 0 | . | . | . | . | . | 0 | . | . | . | . | . | 0 | . | . | . | . | . | 0 | . | . | . | . | . | 0 | . | . | . | . | . | 0 | . | . | . | . | . | 0 | 0 | 1.323 | 0 | 0 | 0 | 1.323
2023 | MN | 16368 | Runestone Electric Assn | MISO | 2 | 0.88 | 0.75 | . | AC | . | 0.13 | . | . | . | 0.13 | . | . | . | . | . | 0 | . | . | . | . | . | 0 | . | . | . | . | . | 0 | . | . | . | . | . | 0 | . | . | . | . | . | 0 | . | 0.75 | . | . | . | 0.75 | . | . | . | . | . | 0 | . | . | . | . | . | 0 | . | . | . | . | . | 0 | 0 | 0.88 | 0 | 0 | 0 | 0.88
2023 | MN | 17267 | Sioux Valley SW Elec Coop | SWPP | 1 | 0.002 | . | . | DC | 0.002 | . | . | . | . | 0.002 | . | . | . | . | . | 0 | . | . | . | . | . | 0 | . | . | . | . | . | 0 | . | . | . | . | . | 0 | . | . | . | . | . | 0 | . | . | . | . | . | 0 | . | . | . | . | . | 0 | . | . | . | . | . | 0 | . | . | . | . | . | 0 | 0.002 | 0 | 0 | 0 | 0 | 0.002
2023 | MN | 17550 | South Central Electric Assn | MISO | 1 | 0.134 | . | . | AC | . | . | . | . | 0.134 | 0.134 | . | . | . | . | . | 0 | . | . | . | . | . | 0 | . | . | . | . | . | 0 | . | . | . | . | . | 0 | . | . | . | . | . | 0 | . | . | . | . | . | 0 | . | . | . | . | . | 0 | . | . | . | . | . | 0 | . | . | . | . | . | 0 | 0 | 0 | 0 | 0 | 0.134 | 0.134
2023 | MN | 18047 | Steele-Waseca Cooperative Electric | MISO | 22 | 3.1 | 3.1 | . |  | . | . | . | . | . | 0 | . | . | . | . | . | 0 | . | . | . | . | . | 0 | . | . | . | . | . | 0 | . | . | . | . | . | 0 | . | . | . | . | . | 0 | 0.515 | 2.585 | . | . | . | 3.1 | . | . | . | . | . | 0 | . | . | . | . | . | 0 | . | . | . | . | . | 0 | 0.515 | 2.585 | 0 | 0 | 0 | 3.1
2023 | MN | 19157 | MiEnergy Cooperative | MISO | 36 | 3.964 | . | 0.3 | AC | . | 0.058 | . | . | . | 0.058 | 0.008 | . | . | . | . | 0.008 | 0.016 | . | . | . | . | 0.016 | . | . | . | . | . | 0 | . | . | . | . | . | 0 | . | . | . | . | . | 0 | . | 3.898 | . | . | . | 3.898 | . | . | . | . | . | 0 | . | . | . | . | . | 0 | . | . | . | . | . | 0 | 0.008 | 3.956 | 0 | 0 | 0 | 3.964
2023 | MN | 20737 | Willmar Municipal Utilities | MISO | 1 | 0.002 | . | . | AC | 0.002 | . | . | . | . | 0.002 | . | . | . | . | . | 0 | . | . | . | . | . | 0 | . | . | . | . | . | 0 | . | . | . | . | . | 0 | . | . | . | . | . | 0 | . | . | . | . | . | 0 | . | . | . | . | . | 0 | . | . | . | . | . | 0 | . | . | . | . | . | 0 | 0.002 | 0 | 0 | 0 | 0 | 0.002
2023 | MN | 20996 | Wright-Hennepin Coop Elec Assn | MISO | 15 | 6.529 | 6.05 | 0 | AC | 0.229 | 0.25 | . | . | . | 0.479 | . | . | . | . | . | 0 | . | . | . | . | . | 0 | . | . | . | . | . | 0 | . | . | . | . | . | 0 | . | . | . | . | . | 0 | . | 6.05 | . | . | . | 6.05 | . | . | . | . | . | 0 | . | . | . | . | . | 0 | . | . | . | . | . | 0 | 0.229 | 6.3 | 0 | 0 | 0 | 6.529
2023 | MN | 99999 | State Adjustment | MISO | . | 0.217 | . | . |  | 0.023 | 0.173 | 0.021 | . | . | 0.217 | . | . | . | . | . | . | . | . | . | . | . | . | . | . | . | . | . | . | . | . | . | . | . | . | . | . | . | . | . | . | . | . | . | . | . | . | . | . | . | . | . | . | . | . | . | . | . | . | . | . | . | . | . | . | 0.023 | 0.173 | 0.021 | . | . | 0.217
2023 | MN | 99999 | State Adjustment | SWPP | . | 0 | . | . |  | 0 | . | . | . | . | 0 | . | . | . | . | . | . | . | . | . | . | . | . | . | . | . | . | . | . | . | . | . | . | . | . | . | . | . | . | . | . | . | . | . | . | . | . | . | . | . | . | . | . | . | . | . | . | . | . | . | . | . | . | . | . | 0 | . | . | . | . | 0
2023 | MO | 2001 | Boone Electric Coop | AECI | 2 | 1.6 | . | . | AC | . | 1.6 | . | . | . | 1.6 | . | . | . | . | . | 0 | . | . | . | . | . | 0 | . | . | . | . | . | 0 | . | . | . | . | . | 0 | . | . | . | . | . | 0 | . | . | . | . | . | 0 | . | . | . | . | . | 0 | . | . | . | . | . | 0 | . | . | . | . | . | 0 | 0 | 1.6 | 0 | 0 | 0 | 1.6
2023 | MO | 4045 | City of Columbia - (MO) | MISO | 2 | 0.263 | . | 0.263 | DC | . | . | . | . | 0.263 | 0.263 | . | . | . | . | . | 0 | . | . | . | . | . | 0 | . | . | . | . | . | 0 | . | . | . | . | . | 0 | . | . | . | . | . | 0 | . | . | . | . | . | 0 | . | . | . | . | . | 0 | . | . | . | . | . | 0 | . | . | . | . | . | 0 | 0 | 0 | 0 | 0 | 0.263 | 0.263
2023 | MO | 4063 | Co-Mo Electric Coop Inc | AECI | 4 | 0.98 | 0.98 | 0.98 | AC | . | . | . | . | . | 0 | . | . | . | . | . | 0 | . | . | . | . | . | 0 | . | . | . | . | . | 0 | . | . | . | . | . | 0 | . | . | . | . | . | 0 | . | . | . | . | . | 0 | . | 0.98 | . | . | . | 0.98 | . | . | . | . | . | 0 | . | . | . | . | . | 0 | 0 | 0.98 | 0 | 0 | 0 | 0.98
2023 | MO | 6205 | City of Farmington - (MO) | MISO | 104 | 8.966 | 8.966 | 0.19 |  | . | . | . | . | . | 0 | . | . | . | . | . | 0 | . | . | . | . | . | 0 | . | . | . | . | . | 0 | . | . | . | . | . | 0 | . | . | . | . | . | 0 | 1.169 | 5.797 | 2 | . | . | 8.966 | . | . | . | . | . | 0 | . | . | . | . | . | 0 | . | . | . | . | . | 0 | 1.169 | 5.797 | 2 | 0 | 0 | 8.966
2023 | MO | 10000 | Evergy Metro | SWPP | 30 | 3.811 | . | 0.189 | AC | . | 3.212 | 0.299 | . | . | 3.511 | . | . | . | . | . | 0 | . | . | . | . | . | 0 | . | . | . | . | . | 0 | . | . | . | . | . | 0 | . | . | . | . | . | 0 | . | . | . | . | . | 0 | . | . | . | . | . | 0 | . | . | . | . | . | 0 | . | 0.3 | . | . | . | 0.3 | 0 | 3.512 | 0.299 | 0 | 0 | 3.811
2023 | MO | 12698 | Evergy Missouri West | SWPP | 15 | 2.644 | . | . | AC | . | 2.644 | . | . | . | 2.644 | . | . | . | . | . | 0 | . | . | . | . | . | 0 | . | . | . | . | . | 0 | . | . | . | . | . | 0 | . | . | . | . | . | 0 | . | . | . | . | . | 0 | . | . | . | . | . | 0 | . | . | . | . | . | 0 | . | . | . | . | . | 0 | 0 | 2.644 | 0 | 0 | 0 | 2.644
2023 | MO | 19436 | Union Electric Co - (MO) | MISO | 70 | 16.323 | . | . | DC | 0.055 | 13.183 | 3.085 | . | . | 16.323 | . | . | . | . | . | 0 | . | . | . | . | . | 0 | . | . | . | . | . | 0 | . | . | . | . | . | 0 | . | . | . | . | . | 0 | . | . | . | . | . | 0 | . | . | . | . | . | 0 | . | . | . | . | . | 0 | . | . | . | . | . | 0 | 0.055 | 13.183 | 3.085 | 0 | 0 | 16.323
2023 | MO | 99999 | State Adjustment | MISO | . | -2.893 | . | . |  | -0.01 | -2.299 | -0.538 | . | -0.046 | -2.893 | . | . | . | . | . | . | . | . | . | . | . | . | . | . | . | . | . | . | . | . | . | . | . | . | . | . | . | . | . | . | . | . | . | . | . | . | . | . | . | . | . | . | . | . | . | . | . | . | . | . | . | . | . | . | -0.01 | -2.299 | -0.538 | . | -0.046 | -2.893
2023 | MS | 276 | Alcorn County Elec Power Assn | TVA | 3 | 0.074 | 0 | 0 | AC | 0.024 | 0.05 | 0 | 0 | 0 | 0.074 | 0 | 0 | 0 | 0 | 0 | 0 | . | . | . | . | . | 0 | 0 | 0 | 0 | 0 | 0 | 0 | 0 | 0 | 0 | 0 | 0 | 0 | 0 | 0 | 0 | 0 | 0 | 0 | 0 | 0 | 0 | 0 | 0 | 0 | 0 | 0 | 0 | 0 | 0 | 0 | 0 | 0 | 0 | 0 | 0 | 0 | 0 | 0 | 0 | 0 | 0 | 0 | 0.024 | 0.05 | 0 | 0 | 0 | 0.074
2023 | MS | 2849 | Central Electric Power Assn - (MS) | TVA | 11 | 0.104 | 0 | 0 | AC | 0.025 | 0.079 | 0 | 0 | 0 | 0.104 | 0 | 0 | 0 | 0 | 0 | 0 | . | . | . | . | . | 0 | 0 | 0 | 0 | 0 | 0 | 0 | 0 | 0 | 0 | 0 | 0 | 0 | 0 | 0 | 0 | 0 | 0 | 0 | 0 | 0 | 0 | 0 | 0 | 0 | 0 | 0 | 0 | 0 | 0 | 0 | 0 | 0 | 0 | 0 | 0 | 0 | 0 | 0 | 0 | 0 | 0 | 0 | 0.025 | 0.079 | 0 | 0 | 0 | 0.104
2023 | MS | 3841 | Coast Electric Power Assn - (MS) | SOCO | 8 | 0.704 | . | . | AC | 0.026 | 0.678 | . | . | . | 0.704 | . | . | . | . | . | 0 | . | . | . | . | . | 0 | . | . | . | . | . | 0 | . | . | . | . | . | 0 | . | . | . | . | . | 0 | . | . | . | . | . | 0 | . | . | . | . | . | 0 | . | . | . | . | . | 0 | . | . | . | . | . | 0 | 0.026 | 0.678 | 0 | 0 | 0 | 0.704
2023 | MS | 5578 | East Mississippi Elec Pwr Assn | TVA | 2 | 0.02 | 0 | 0 | AC | 0.007 | 0.013 | 0 | 0 | 0 | 0.02 | 0 | 0 | 0 | 0 | 0 | 0 | . | . | . | . | . | 0 | 0 | 0 | 0 | 0 | 0 | 0 | 0 | 0 | 0 | 0 | 0 | 0 | 0 | 0 | 0 | 0 | 0 | 0 | 0 | 0 | 0 | 0 | 0 | 0 | 0 | 0 | 0 | 0 | 0 | 0 | 0 | 0 | 0 | 0 | 0 | 0 | 0 | 0 | 0 | 0 | 0 | 0 | 0.007 | 0.013 | 0 | 0 | 0 | 0.02
2023 | MS | 6641 | 4-County Electric Power Assn | TVA | 21 | 1.287 | 0 | 0 | AC | 0.2 | 0.088 | 0 | 0 | 0 | 0.288 | 0 | 0 | 0 | 0 | 0 | 0 | . | . | . | . | . | 0 | 0 | 0 | 0 | 0 | 0 | 0 | 0 | 0 | 0 | 0 | 0 | 0 | 0 | 0 | 0 | 0 | 0 | 0 | 0 | 0 | 0 | 0 | 0 | 0 | 0 | 0 | 0 | 0 | 0 | 0 | 0 | 0 | 0 | 0 | 0 | 0 | 0 | 0.999 | 0 | 0 | 0 | 0.999 | 0.2 | 1.087 | 0 | 0 | 0 | 1.287
2023 | MS | 11247 | Louisville Electric System | TVA | 1 | 0.058 | 0 | 0 | AC | 0 | 0.058 | 0 | 0 | 0 | 0.058 | 0 | 0 | 0 | 0 | 0 | 0 | . | . | . | . | . | 0 | 0 | 0 | 0 | 0 | 0 | 0 | 0 | 0 | 0 | 0 | 0 | 0 | 0 | 0 | 0 | 0 | 0 | 0 | 0 | 0 | 0 | 0 | 0 | 0 | 0 | 0 | 0 | 0 | 0 | 0 | 0 | 0 | 0 | 0 | 0 | 0 | 0 | 0 | 0 | 0 | 0 | 0 | 0 | 0.058 | 0 | 0 | 0 | 0.058
2023 | MS | 12685 | Entergy Mississippi LLC | MISO | 14 | 3.445 | 1.945 | 3.445 | DC | . | . | . | . | 1.5 | 1.5 | . | . | . | . | . | 0 | . | . | . | . | . | 0 | . | . | . | . | . | 0 | . | . | . | . | . | 0 | . | . | . | . | . | 0 | . | 1.945 | . | . | . | 1.945 | . | . | . | . | . | 0 | . | . | . | . | . | 0 | . | . | . | . | . | 0 | 0 | 1.945 | 0 | 0 | 1.5 | 3.445
2023 | MS | 12686 | Mississippi Power Co | SOCO | 32 | 0.406 | 0 | 0.005 | DC | 0.109 | 0.23 | 0.065 | 0 | 0 | 0.404 | . | . | . | . | . | 0 | . | . | . | . | . | 0 | 0 | 0.002 | 0 | 0 | 0 | 0.002 | . | . | . | . | . | 0 | . | . | . | . | . | 0 | . | . | . | . | . | 0 | . | . | . | . | . | 0 | . | . | . | . | . | 0 | . | . | . | . | . | 0 | 0.109 | 0.232 | 0.065 | 0 | 0 | 0.406
2023 | MS | 13227 | Natchez Trace Elec Power Assn | TVA | 7 | 0.11 | 0 | 0 | AC | 0.052 | 0.058 | 0 | 0 | 0 | 0.11 | 0 | 0 | 0 | 0 | 0 | 0 | . | . | . | . | . | 0 | 0 | 0 | 0 | 0 | 0 | 0 | 0 | 0 | 0 | 0 | 0 | 0 | 0 | 0 | 0 | 0 | 0 | 0 | 0 | 0 | 0 | 0 | 0 | 0 | 0 | 0 | 0 | 0 | 0 | 0 | 0 | 0 | 0 | 0 | 0 | 0 | 0 | 0 | 0 | 0 | 0 | 0 | 0.052 | 0.058 | 0 | 0 | 0 | 0.11
2023 | MS | 13412 | City of New Albany - (MS) | TVA | 3 | 0.06 | 0 | 0 | AC | 0.006 | 0.054 | 0 | 0 | 0 | 0.06 | 0 | 0 | 0 | 0 | 0 | 0 | . | . | . | . | . | 0 | 0 | 0 | 0 | 0 | 0 | 0 | 0 | 0 | 0 | 0 | 0 | 0 | 0 | 0 | 0 | 0 | 0 | 0 | 0 | 0 | 0 | 0 | 0 | 0 | 0 | 0 | 0 | 0 | 0 | 0 | 0 | 0 | 0 | 0 | 0 | 0 | 0 | 0 | 0 | 0 | 0 | 0 | 0.006 | 0.054 | 0 | 0 | 0 | 0.06
2023 | MS | 13735 | Northcentral Mississippi E P A | TVA | 8 | 0.087 | 0 | 0 | AC | 0.087 | 0 | 0 | 0 | 0 | 0.087 | 0 | 0 | 0 | 0 | 0 | 0 | . | . | . | . | . | 0 | 0 | 0 | 0 | 0 | 0 | 0 | 0 | 0 | 0 | 0 | 0 | 0 | 0 | 0 | 0 | 0 | 0 | 0 | 0 | 0 | 0 | 0 | 0 | 0 | 0 | 0 | 0 | 0 | 0 | 0 | 0 | 0 | 0 | 0 | 0 | 0 | 0 | 0 | 0 | 0 | 0 | 0 | 0.087 | 0 | 0 | 0 | 0 | 0.087
2023 | MS | 14275 | City of Oxford - (MS) | TVA | 2 | 0.012 | 0 | 0 | AC | 0.012 | 0 | 0 | 0 | 0 | 0.012 | 0 | 0 | 0 | 0 | 0 | 0 | . | . | . | . | . | 0 | 0 | 0 | 0 | 0 | 0 | 0 | 0 | 0 | 0 | 0 | 0 | 0 | 0 | 0 | 0 | 0 | 0 | 0 | 0 | 0 | 0 | 0 | 0 | 0 | 0 | 0 | 0 | 0 | 0 | 0 | 0 | 0 | 0 | 0 | 0 | 0 | 0 | 0 | 0 | 0 | 0 | 0 | 0.012 | 0 | 0 | 0 | 0 | 0.012
2023 | MS | 15211 | Pontotoc Electric Power Assn | TVA | 2 | 1.002 | 0 | 0 | AC | 0.003 | 0 | 0 | 0 | 0 | 0.003 | 0 | 0 | 0 | 0 | 0 | 0 | . | . | . | . | . | 0 | 0 | 0 | 0 | 0 | 0 | 0 | 0 | 0 | 0 | 0 | 0 | 0 | 0 | 0 | 0 | 0 | 0 | 0 | 0 | 0 | 0 | 0 | 0 | 0 | 0 | 0 | 0 | 0 | 0 | 0 | 0 | 0 | 0 | 0 | 0 | 0 | 0 | 0.999 | 0 | 0 | 0 | 0.999 | 0.003 | 0.999 | 0 | 0 | 0 | 1.002
2023 | MS | 15334 | Prentiss County Elec Pwr Assn | TVA | 1 | 0.004 | 0 | 0 | AC | 0 | 0.004 | 0 | 0 | 0 | 0.004 | 0 | 0 | 0 | 0 | 0 | 0 | . | . | . | . | . | 0 | 0 | 0 | 0 | 0 | 0 | 0 | 0 | 0 | 0 | 0 | 0 | 0 | 0 | 0 | 0 | 0 | 0 | 0 | 0 | 0 | 0 | 0 | 0 | 0 | 0 | 0 | 0 | 0 | 0 | 0 | 0 | 0 | 0 | 0 | 0 | 0 | 0 | 0 | 0 | 0 | 0 | 0 | 0 | 0.004 | 0 | 0 | 0 | 0.004
2023 | MS | 17252 | Singing River Elec Cooperative | MISO | 195 | 1.492 | . | . | AC | 1.38 | 0.102 | . | . | . | 1.482 | . | . | . | . | . | 0 | . | . | . | . | . | 0 | . | . | . | . | . | 0 | . | . | . | . | . | 0 | . | . | . | . | . | 0 | . | 0.01 | . | . | . | 0.01 | . | . | . | . | . | 0 | . | . | . | . | . | 0 | . | . | . | . | . | 0 | 1.38 | 0.112 | 0 | 0 | 0 | 1.492
2023 | MS | 18447 | Tallahatchie Valley E P A | TVA | 3 | 0.041 | 0 | 0 | AC | 0.009 | 0.032 | 0 | 0 | 0 | 0.041 | 0 | 0 | 0 | 0 | 0 | 0 | . | . | . | . | . | 0 | 0 | 0 | 0 | 0 | 0 | 0 | 0 | 0 | 0 | 0 | 0 | 0 | 0 | 0 | 0 | 0 | 0 | 0 | 0 | 0 | 0 | 0 | 0 | 0 | 0 | 0 | 0 | 0 | 0 | 0 | 0 | 0 | 0 | 0 | 0 | 0 | 0 | 0 | 0 | 0 | 0 | 0 | 0.009 | 0.032 | 0 | 0 | 0 | 0.041
2023 | MS | 18943 | Tippah Electric Power Assn | TVA | 1 | 0.002 | 0 | 0 | AC | 0.002 | 0 | 0 | 0 | 0 | 0.002 | 0 | 0 | 0 | 0 | 0 | 0 | . | . | . | . | . | 0 | 0 | 0 | 0 | 0 | 0 | 0 | 0 | 0 | 0 | 0 | 0 | 0 | 0 | 0 | 0 | 0 | 0 | 0 | 0 | 0 | 0 | 0 | 0 | 0 | 0 | 0 | 0 | 0 | 0 | 0 | 0 | 0 | 0 | 0 | 0 | 0 | 0 | 0 | 0 | 0 | 0 | 0 | 0.002 | 0 | 0 | 0 | 0 | 0.002
2023 | MS | 19007 | Tombigbee Electric Power Assn | TVA | 8 | 0.042 | 0 | 0 | AC | 0.042 | 0 | 0 | 0 | 0 | 0.042 | 0 | 0 | 0 | 0 | 0 | 0 | . | . | . | . | . | 0 | 0 | 0 | 0 | 0 | 0 | 0 | 0 | 0 | 0 | 0 | 0 | 0 | 0 | 0 | 0 | 0 | 0 | 0 | 0 | 0 | 0 | 0 | 0 | 0 | 0 | 0 | 0 | 0 | 0 | 0 | 0 | 0 | 0 | 0 | 0 | 0 | 0 | 0 | 0 | 0 | 0 | 0 | 0.042 | 0 | 0 | 0 | 0 | 0.042
2023 | MS | 19273 | City of Tupelo - (MS) | TVA | 1 | 0.05 | 0 | 0 | AC | 0 | 0.05 | 0 | 0 | 0 | 0.05 | 0 | 0 | 0 | 0 | 0 | 0 | . | . | . | . | . | 0 | 0 | 0 | 0 | 0 | 0 | 0 | 0 | 0 | 0 | 0 | 0 | 0 | 0 | 0 | 0 | 0 | 0 | 0 | 0 | 0 | 0 | 0 | 0 | 0 | 0 | 0 | 0 | 0 | 0 | 0 | 0 | 0 | 0 | 0 | 0 | 0 | 0 | 0 | 0 | 0 | 0 | 0 | 0 | 0.05 | 0 | 0 | 0 | 0.05
2023 | MS | 40302 | North East Mississippi EPA | TVA | 6 | 0.044 | 0 | 0 | AC | 0.044 | 0 | 0 | 0 | 0 | 0.044 | 0 | 0 | 0 | 0 | 0 | 0 | . | . | . | . | . | 0 | 0 | 0 | 0 | 0 | 0 | 0 | 0 | 0 | 0 | 0 | 0 | 0 | 0 | 0 | 0 | 0 | 0 | 0 | 0 | 0 | 0 | 0 | 0 | 0 | 0 | 0 | 0 | 0 | 0 | 0 | 0 | 0 | 0 | 0 | 0 | 0 | 0 | 0 | 0 | 0 | 0 | 0 | 0.044 | 0 | 0 | 0 | 0 | 0.044
2023 | MS | 40303 | Monroe County Elec Power Assn | TVA | 2 | 0.022 | 0 | 0 | AC | 0.022 | 0 | 0 | 0 | 0 | 0.022 | 0 | 0 | 0 | 0 | 0 | 0 | . | . | . | . | . | 0 | 0 | 0 | 0 | 0 | 0 | 0 | 0 | 0 | 0 | 0 | 0 | 0 | 0 | 0 | 0 | 0 | 0 | 0 | 0 | 0 | 0 | 0 | 0 | 0 | 0 | 0 | 0 | 0 | 0 | 0 | 0 | 0 | 0 | 0 | 0 | 0 | 0 | 0 | 0 | 0 | 0 | 0 | 0.022 | 0 | 0 | 0 | 0 | 0.022
2023 | MS | 99999 | State Adjustment | MISO | . | -0.262 | . | . |  | . | . | . | . | -0.262 | -0.262 | . | . | . | . | . | . | . | . | . | . | . | . | . | . | . | . | . | . | . | . | . | . | . | . | . | . | . | . | . | . | . | . | . | . | . | . | . | . | . | . | . | . | . | . | . | . | . | . | . | . | . | . | . | . | . | . | . | . | -0.262 | -0.262
2023 | MS | 99999 | State Adjustment | SOCO | . | -0.07 | . | . |  | -0.019 | -0.04 | -0.011 | . | 0 | -0.07 | . | . | . | . | . | . | . | . | . | . | . | . | . | . | . | . | . | . | . | . | . | . | . | . | . | . | . | . | . | . | . | . | . | . | . | . | . | . | . | . | . | . | . | . | . | . | . | . | . | . | . | . | . | . | -0.019 | -0.04 | -0.011 | . | 0 | -0.07
2023 | MT | 6395 | Flathead Electric Coop Inc | BPAT | 2 | 0.286 | . | . |  | . | . | . | . | . | 0 | . | . | . | . | . | 0 | . | . | . | . | . | 0 | . | . | . | . | . | 0 | . | 0.286 | . | . | . | 0.286 | . | . | . | . | . | 0 | . | . | . | . | . | 0 | . | . | . | . | . | 0 | . | . | . | . | . | 0 | . | . | . | . | . | 0 | 0 | 0.286 | 0 | 0 | 0 | 0.286
2023 | MT | 12825 | NorthWestern Energy LLC - (MT) | NWMT | 46 | 6.218 | 0.33 | 0.33 | AC | . | . | . | . | 0.33 | 0.33 | . | . | . | . | . | 0 | . | . | . | . | . | 0 | . | . | . | . | 2.175 | 2.175 | . | 0.23 | . | . | 3.423 | 3.653 | . | . | . | . | . | 0 | . | . | . | . | . | 0 | . | 0.06 | . | . | . | 0.06 | . | . | . | . | . | 0 | . | . | . | . | . | 0 | 0 | 0.29 | 0 | 0 | 5.928 | 6.218
2023 | MT | 99999 | State Adjustment | NWMT | . | 0.165 | . | . |  | . | 0.124 | . | . | 0.041 | 0.165 | . | . | . | . | . | . | . | . | . | . | . | . | . | . | . | . | . | . | . | . | . | . | . | . | . | . | . | . | . | . | . | . | . | . | . | . | . | . | . | . | . | . | . | . | . | . | . | . | . | . | . | . | . | . | . | 0.124 | . | . | 0.041 | 0.165
2023 | MT | 99999 | State Adjustment | SWPP | . | 0.1 | . | . |  | 0.1 | . | . | . | . | 0.1 | . | . | . | . | . | . | . | . | . | . | . | . | . | . | . | . | . | . | . | . | . | . | . | . | . | . | . | . | . | . | . | . | . | . | . | . | . | . | . | . | . | . | . | . | . | . | . | . | . | . | . | . | . | . | 0.1 | . | . | . | . | 0.1
2023 | NC | 232 | City of Albemarle - (NC) | DUK | 1 | 0.4 | . | . |  | . | . | . | . | . | 0 | . | . | . | . | . | 0 | . | . | . | . | . | 0 | . | . | . | . | . | 0 | . | . | . | . | . | 0 | . | . | . | . | . | 0 | . | 0.4 | . | . | . | 0.4 | . | . | . | . | . | 0 | . | . | . | . | . | 0 | . | . | . | . | . | 0 | 0 | 0.4 | 0 | 0 | 0 | 0.4
2023 | NC | 240 | Albemarle Electric Member Corp | PJM | 10 | 0.06 | . | . | AC | 0.052 | 0.008 | . | . | . | 0.06 | . | . | . | . | . | 0 | . | . | . | . | . | 0 | . | . | . | . | . | 0 | . | . | . | . | . | 0 | . | . | . | . | . | 0 | . | . | . | . | . | 0 | . | . | . | . | . | 0 | . | . | . | . | . | 0 | . | . | . | . | . | 0 | 0.052 | 0.008 | 0 | 0 | 0 | 0.06
2023 | NC | 1889 | Blue Ridge Elec Member Corp - (NC) | DUK | 7 | 1.315 | . | 0.5 | AC | 0.5 | 0.8 | . | . | . | 1.3 | . | . | . | . | . | 0 | . | . | . | . | . | 0 | . | . | 0.015 | . | . | 0.015 | . | . | . | . | . | 0 | . | . | . | . | . | 0 | . | . | . | . | . | 0 | . | . | . | . | . | 0 | . | . | . | . | . | 0 | . | . | . | . | . | 0 | 0.5 | 0.8 | 0.015 | 0 | 0 | 1.315
2023 | NC | 1891 | Blue Ridge Mountain EMC - (GA) | TVA | 106 | 13.474 | 0 | 0 | AC | 5.57 | 7.904 | 0 | 0 | 0 | 13.474 | . | . | . | . | . | 0 | . | . | . | . | . | 0 | 0 | 0 | 0 | 0 | 0 | 0 | 0 | 0 | 0 | 0 | 0 | 0 | 0 | 0 | 0 | 0 | 0 | 0 | 0 | 0 | 0 | 0 | 0 | 0 | 0 | 0 | 0 | 0 | 0 | 0 | 0 | 0 | 0 | 0 | 0 | 0 | 0 | 0 | 0 | 0 | 0 | 0 | 5.57 | 7.904 | 0 | 0 | 0 | 13.474
2023 | NC | 3046 | Duke Energy Progress - (NC) | CPLE | 167 | 28.483 | . | . | AC | 0.216 | 14.835 | . | . | . | 15.051 | . | . | . | . | . | 0 | . | . | . | . | . | 0 | . | 0.006 | . | . | . | 0.006 | . | 4.937 | . | . | . | 4.937 | . | . | . | . | . | 0 | . | . | . | . | . | 0 | . | 6.364 | . | . | . | 6.364 | . | . | . | . | . | 0 | . | 2.125 | . | . | . | 2.125 | 0.216 | 28.267 | 0 | 0 | 0 | 28.483
2023 | NC | 3107 | Carteret-Craven El Member Corp | CPLE | 71 | 2.833 | 2.833 | 0.132 |  | . | . | . | . | . | 0 | . | . | . | . | . | 0 | . | . | . | . | . | 0 | . | . | . | . | . | 0 | . | . | . | . | . | 0 | . | . | . | . | . | 0 | 0.664 | 2.169 | . | . | . | 2.833 | . | . | . | . | . | 0 | . | . | . | . | . | 0 | . | . | . | . | . | 0 | 0.664 | 2.169 | 0 | 0 | 0 | 2.833
2023 | NC | 5416 | Duke Energy Carolinas, LLC | DUK | 222 | 25.223 | 0 | 3.645 | AC | 0.438 | 16.717 | . | . | . | 17.155 | 0 | 0 | . | . | . | 0 | 0 | 0 | . | . | . | 0 | 0 | 0.038 | . | . | . | 0.038 | 0 | 7.16 | . | . | . | 7.16 | 0 | 0 | . | . | . | 0 | 0 | 0 | . | . | . | 0 | 0 | 0.87 | . | . | . | 0.87 | 0 | 0 | . | . | . | 0 | 0 | 0 | . | . | . | 0 | 0.438 | 24.785 | 0 | 0 | 0 | 25.223
2023 | NC | 6235 | Fayetteville Public Works Commission | CPLE | 31 | 1.221 | . | 1.13 | AC | 0.091 | 0.88 | . | . | . | 0.971 | . | 0.25 | . | . | . | 0.25 | . | . | . | . | . | 0 | . | . | . | . | . | 0 | . | . | . | . | . | 0 | . | . | . | . | . | 0 | . | . | . | . | . | 0 | . | . | . | . | . | 0 | . | . | . | . | . | 0 | . | . | . | . | . | 0 | 0.091 | 1.13 | 0 | 0 | 0 | 1.221
2023 | NC | 6784 | French Broad Elec Member Corp | CPLE | 19 | 3.653 | . | 3 | DC | 0.019 | 0.627 | . | . | . | 0.646 | . | . | . | . | . | 0 | . | . | . | . | . | 0 | . | . | . | . | . | 0 | 0.007 | . | 3 | . | . | 3.007 | . | . | . | . | . | 0 | . | . | . | . | . | 0 | . | . | . | . | . | 0 | . | . | . | . | . | 0 | . | . | . | . | . | 0 | 0.026 | 0.627 | 3 | 0 | 0 | 3.653
2023 | NC | 7027 | City of Gastonia - (NC) | DUK | 37 | 2.962 | 0 | 0.9 | AC | 0.166 | 1.096 | . | . | . | 1.262 | . | . | . | . | . | 0 | . | . | . | . | . | 0 | . | . | . | . | . | 0 | . | . | . | . | . | 0 | . | . | . | . | . | 0 | . | 1.7 | . | . | . | 1.7 | . | . | . | . | . | 0 | . | . | . | . | . | 0 | . | . | . | . | . | 0 | 0.166 | 2.796 | 0 | 0 | 0 | 2.962
2023 | NC | 8333 | Haywood Electric Member Corp | DUK | 3 | 0.615 | 0.615 | 0.615 |  | . | . | . | . | . | 0 | . | . | . | . | . | 0 | . | . | . | . | . | 0 | . | . | . | . | . | 0 | . | . | . | . | . | 0 | . | . | . | . | . | 0 | . | . | . | . | 0.615 | 0.615 | . | . | . | . | . | 0 | . | . | . | . | . | 0 | . | . | . | . | . | 0 | 0 | 0 | 0 | 0 | 0.615 | 0.615
2023 | NC | 8571 | Town of High Point | DUK | 5 | 2.1 | 2.1 | 0.9 | AC | . | 0.1 | . | . | . | 0.1 | . | . | . | . | . | 0 | . | . | . | . | . | 0 | . | . | . | . | . | 0 | . | . | . | . | . | 0 | . | . | . | . | . | 0 | . | 2 | . | . | . | 2 | . | . | . | . | . | 0 | . | . | . | . | . | 0 | . | . | . | . | . | 0 | 0 | 2.1 | 0 | 0 | 0 | 2.1
2023 | NC | 10966 | City of Lexington - (NC) | DUK | 6 | 1.568 | 1.568 | 0 | DC | . | 0.068 | . | . | . | 0.068 | . | . | . | . | . | 0 | . | . | . | . | . | 0 | . | . | . | . | . | 0 | . | . | . | . | . | 0 | . | . | . | . | . | 0 | . | 1.5 | . | . | . | 1.5 | . | . | . | . | . | 0 | . | . | . | . | . | 0 | . | . | . | . | . | 0 | 0 | 1.568 | 0 | 0 | 0 | 1.568
2023 | NC | 11291 | Lumbee River Elec Member Corp | CPLE | 113 | 1.374 | 0 | 0 | AC | 0.804 | 0.57 | . | . | . | 1.374 | . | . | . | . | . | 0 | . | . | . | . | . | 0 | . | . | . | . | . | 0 | . | . | . | . | . | 0 | . | . | . | . | . | 0 | . | . | . | . | . | 0 | . | . | . | . | . | 0 | . | . | . | . | . | 0 | . | . | . | . | . | 0 | 0.804 | 0.57 | 0 | 0 | 0 | 1.374
2023 | NC | 12801 | City of Monroe - (NC) | DUK | 4 | 1.4 | 1.4 | 0 |  | . | . | . | . | . | 0 | . | . | . | . | . | 0 | . | . | . | . | . | 0 | . | . | . | . | . | 0 | . | . | . | . | . | 0 | . | . | . | . | . | 0 | . | 1.4 | . | . | . | 1.4 | . | . | . | . | . | 0 | . | . | . | . | . | 0 | . | . | . | . | . | 0 | 0 | 1.4 | 0 | 0 | 0 | 1.4
2023 | NC | 12944 | City of Morganton - (NC) | DUK | 4 | 1.6 | . | . | AC | . | 0.8 | . | . | . | 0.8 | . | . | . | . | . | 0 | . | . | . | . | . | 0 | . | . | . | . | . | 0 | . | . | . | . | . | 0 | . | . | . | . | . | 0 | . | 0.8 | . | . | . | 0.8 | . | . | . | . | . | 0 | . | . | . | . | . | 0 | . | . | . | . | . | 0 | 0 | 1.6 | 0 | 0 | 0 | 1.6
2023 | NC | 13027 | Mountain Electric Coop, Inc | TVA | 27 | 1.16 | 0 | 0 | AC | 0.167 | 0.991 | 0 | 0 | 0 | 1.158 | . | . | . | . | . | 0 | . | . | . | . | . | 0 | 0 | 0.002 | 0 | 0 | 0 | 0.002 | 0 | 0 | 0 | 0 | 0 | 0 | 0 | 0 | 0 | 0 | 0 | 0 | 0 | 0 | 0 | 0 | 0 | 0 | 0 | 0 | 0 | 0 | 0 | 0 | 0 | 0 | 0 | 0 | 0 | 0 | 0 | 0 | 0 | 0 | 0 | 0 | 0.167 | 0.993 | 0 | 0 | 0 | 1.16
2023 | NC | 13687 | North Carolina Eastern M P A | CPLE | 261 | 113.139 | . | . |  | . | . | . | . | . | 0 | . | . | . | . | . | 0 | . | . | . | . | . | 0 | . | . | . | . | . | 0 | . | . | . | . | . | 0 | . | . | . | . | . | 0 | . | . | 113.139 | . | . | 113.139 | . | . | . | . | . | 0 | . | . | . | . | . | 0 | . | . | . | . | . | 0 | 0 | 0 | 113.139 | 0 | 0 | 113.139
2023 | NC | 15023 | Piedmont Electric Member Corp | DUK | 18 | 1.743 | 0.35 | 1.075 | AC | 0.063 | 0.605 | . | . | . | 0.668 | . | . | . | . | . | 0 | . | . | . | . | . | 0 | . | . | . | . | . | 0 | . | . | . | . | . | 0 | . | . | . | . | . | 0 | . | 0.35 | . | . | 0.725 | 1.075 | . | . | . | . | . | 0 | . | . | . | . | . | 0 | . | . | . | . | . | 0 | 0.063 | 0.955 | 0 | 0 | 0.725 | 1.743
2023 | NC | 15671 | Randolph Electric Member Corp | CPLE | 385 | 31.581 | 30.45 | . | DC | 0.397 | 0.734 | . | . | . | 1.131 | . | . | . | . | . | 0 | . | . | . | . | . | 0 | . | . | . | . | . | 0 | . | . | . | . | . | 0 | . | . | . | . | . | 0 | . | 30.45 | . | . | . | 30.45 | . | . | . | . | . | 0 | . | . | . | . | . | 0 | . | . | . | . | . | 0 | 0.397 | 31.184 | 0 | 0 | 0 | 31.581
2023 | NC | 18022 | City of Statesville - (NC) | DUK | 9 | 0.632 | 0.4 | 0 | AC | 0.032 | 0.2 | . | . | . | 0.232 | . | . | . | . | . | 0 | . | . | . | . | . | 0 | . | . | . | . | . | 0 | . | . | . | . | . | 0 | . | . | . | . | . | 0 | . | 0.4 | . | . | . | 0.4 | . | . | . | . | . | 0 | . | . | . | . | . | 0 | . | . | . | . | . | 0 | 0.032 | 0.6 | 0 | 0 | 0 | 0.632
2023 | NC | 18339 | Surry-Yadkin Elec Member Corp | DUK | 182 | 1.377 | . | . | AC | 1.377 | . | . | . | . | 1.377 | . | . | . | . | . | 0 | 0.599 | . | . | . | . | 0.599 | . | . | . | . | . | 0 | . | . | . | . | . | 0 | . | . | . | . | . | 0 | . | . | . | . | . | 0 | . | . | . | . | . | 0 | . | . | . | . | . | 0 | . | . | . | . | . | 0 | 1.377 | 0 | 0 | 0 | 0 | 1.377
2023 | NC | 18957 | Tri-County Elec Member Corp (NC) | CPLE | 8 | 2 | 2 | . |  | . | . | . | . | . | 0 | . | . | . | . | . | 0 | . | . | . | . | . | 0 | . | . | . | . | . | 0 | . | . | . | . | . | 0 | . | . | . | . | . | 0 | . | 2 | . | . | . | 2 | . | . | . | . | . | 0 | . | . | . | . | . | 0 | . | . | . | . | . | 0 | 0 | 2 | 0 | 0 | 0 | 2
2023 | NC | 19154 | Tri-State Electric Member Corp | TVA | 5 | 0.041 | 0 | 0 | AC | 0.041 | 0 | 0 | 0 | 0 | 0.041 | . | . | . | . | . | 0 | . | . | . | . | . | 0 | 0 | 0 | 0 | 0 | 0 | 0 | 0 | 0 | 0 | 0 | 0 | 0 | 0 | 0 | 0 | 0 | 0 | 0 | 0 | 0 | 0 | 0 | 0 | 0 | 0 | 0 | 0 | 0 | 0 | 0 | 0 | 0 | 0 | 0 | 0 | 0 | 0 | 0 | 0 | 0 | 0 | 0 | 0.041 | 0 | 0 | 0 | 0 | 0.041
2023 | NC | 19876 | Virginia Electric & Power Co | PJM | 2 | 0.566 | 0.5 | 0.066 | AC | . | . | . | . | . | 0 | . | . | . | . | . | 0 | . | . | . | . | . | 0 | . | 0.066 | . | . | . | 0.066 | . | . | . | . | . | 0 | . | . | . | . | . | 0 | . | 0.5 | . | . | . | 0.5 | . | . | . | . | . | 0 | . | . | . | . | . | 0 | . | . | . | . | . | 0 | 0 | 0.566 | 0 | 0 | 0 | 0.566
2023 | NC | 19981 | Wake Electric Membership Corp | CPLE | 5 | 0.311 | 0.3 | 0.3 | AC | 0.011 | . | . | . | . | 0.011 | . | . | . | . | . | 0 | . | . | . | . | . | 0 | . | . | . | . | . | 0 | . | . | . | . | . | 0 | . | . | . | . | . | 0 | 0.3 | . | . | . | . | 0.3 | . | . | . | . | . | 0 | . | . | . | . | . | 0 | . | . | . | . | . | 0 | 0.311 | 0 | 0 | 0 | 0 | 0.311
2023 | NC | 21632 | EnergyUnited Elec Member Corp | DUK | 16 | 5.345 | . | 1 | AC | 0.041 | 0.104 | . | . | 1 | 1.145 | . | . | . | . | . | 0 | . | . | . | . | . | 0 | . | . | . | . | . | 0 | . | . | . | . | . | 0 | . | . | . | . | . | 0 | . | . | . | . | 4.2 | 4.2 | . | . | . | . | . | 0 | . | . | . | . | . | 0 | . | . | . | . | . | 0 | 0.041 | 0.104 | 0 | 0 | 5.2 | 5.345
2023 | NC | 24889 | Brunswick Electric Member Corp | CPLE | 20 | 0.427 | . | 0.023 | AC | 0.104 | 0.153 | . | . | . | 0.257 | . | . | . | . | . | 0 | . | . | . | . | . | 0 | . | . | . | . | . | 0 | . | . | . | . | . | 0 | . | . | . | . | . | 0 | . | . | . | . | . | 0 | . | . | . | . | . | 0 | . | . | . | . | . | 0 | . | 0.17 | . | . | . | 0.17 | 0.104 | 0.323 | 0 | 0 | 0 | 0.427
2023 | NC | 40441 | Town of Murphy - (NC) | TVA | 10 | 0.122 | 0 | 0 | AC | 0.071 | 0.051 | 0 | 0 | 0 | 0.122 | 0 | 0 | 0 | 0 | 0 | 0 | . | . | . | . | . | 0 | 0 | 0 | 0 | 0 | 0 | 0 | 0 | 0 | 0 | 0 | 0 | 0 | 0 | 0 | 0 | 0 | 0 | 0 | 0 | 0 | 0 | 0 | 0 | 0 | 0 | 0 | 0 | 0 | 0 | 0 | 0 | 0 | 0 | 0 | 0 | 0 | 0 | 0 | 0 | 0 | 0 | 0 | 0.071 | 0.051 | 0 | 0 | 0 | 0.122
2023 | NC | 99999 | State Adjustment | CPLE | . | -0.227 | . | . |  | -0.073 | -0.237 | . | . | 0.083 | -0.227 | . | . | . | . | . | . | . | . | . | . | . | . | . | . | . | . | . | . | . | . | . | . | . | . | . | . | . | . | . | . | . | . | . | . | . | . | . | . | . | . | . | . | . | . | . | . | . | . | . | . | . | . | . | . | -0.073 | -0.237 | . | . | 0.083 | -0.227
2023 | NC | 99999 | State Adjustment | DUK | . | 0.153 | . | . |  | 0.165 | -0.012 | . | . | . | 0.153 | . | . | . | . | . | . | . | . | . | . | . | . | . | . | . | . | . | . | . | . | . | . | . | . | . | . | . | . | . | . | . | . | . | . | . | . | . | . | . | . | . | . | . | . | . | . | . | . | . | . | . | . | . | . | 0.165 | -0.012 | . | . | . | 0.153
2023 | ND | 12090 | McLean Electric Coop, Inc | MISO | 1 | 0.247 | 0 | 0 | DC | . | 0.247 | . | . | . | 0.247 | . | . | . | . | . | 0 | . | . | . | . | . | 0 | . | . | . | . | . | 0 | . | . | . | . | . | 0 | . | . | . | . | . | 0 | . | . | . | . | . | 0 | . | . | . | . | . | 0 | . | . | . | . | . | 0 | . | . | . | . | . | 0 | 0 | 0.247 | 0 | 0 | 0 | 0.247
2023 | ND | 12199 | Montana-Dakota Utilities Co | MISO | 35 | 0.585 | . | . | AC | 0.119 | 0.444 | . | . | . | 0.563 | 0.013 | . | . | . | . | 0.013 | . | . | . | . | . | 0 | 0.002 | . | . | . | . | 0.002 | . | . | . | . | . | 0 | . | . | . | . | . | 0 | . | . | . | . | . | 0 | . | . | . | . | . | 0 | . | . | . | . | . | 0 | 0.007 | . | . | . | . | 0.007 | 0.141 | 0.444 | 0 | 0 | 0 | 0.585
2023 | ND | 24949 | Cass County Elec Coop Inc | MISO | 1 | 0.9 | . | . |  | . | . | . | . | . | 0 | . | . | . | . | . | 0 | . | . | . | . | . | 0 | . | . | . | . | . | 0 | . | . | . | . | . | 0 | . | . | . | . | . | 0 | . | 0.9 | . | . | . | 0.9 | . | . | . | . | . | 0 | . | . | . | . | . | 0 | . | . | . | . | . | 0 | 0 | 0.9 | 0 | 0 | 0 | 0.9
2023 | ND | 99999 | State Adjustment | MISO | . | -0.043 | . | . |  | . | -0.043 | . | . | . | -0.043 | . | . | . | . | . | . | . | . | . | . | . | . | . | . | . | . | . | . | . | . | . | . | . | . | . | . | . | . | . | . | . | . | . | . | . | . | . | . | . | . | . | . | . | . | . | . | . | . | . | . | . | . | . | . | . | -0.043 | . | . | . | -0.043
2023 | NE | 4373 | Cornhusker Public Power Dist | SWPP | 33 | 1.253 | 0 | 0 | AC | 0.42 | 0.833 | . | . | . | 1.253 | . | . | . | . | . | 0 | . | . | . | . | . | 0 | . | . | . | . | . | 0 | . | . | . | . | . | 0 | . | . | . | . | . | 0 | . | . | . | . | . | 0 | . | . | . | . | . | 0 | . | . | . | . | . | 0 | . | . | . | . | . | 0 | 0.42 | 0.833 | 0 | 0 | 0 | 1.253
2023 | NE | 4671 | Custer Public Power District | SWPP | 8 | 3.25 | 0 | 0 | DC | . | . | . | . | 3.25 | 3.25 | . | . | . | . | . | 0 | . | . | . | . | . | 0 | . | . | . | . | . | 0 | . | . | . | . | . | 0 | . | . | . | . | . | 0 | . | . | . | . | . | 0 | . | . | . | . | . | 0 | . | . | . | . | . | 0 | . | . | . | . | . | 0 | 0 | 0 | 0 | 0 | 3.25 | 3.25
2023 | NE | 4911 | Dawson Power District | SWPP | 1 | 0.308 | . | . | AC | . | 0.308 | . | . | . | 0.308 | . | . | . | . | . | 0 | . | . | . | . | . | 0 | . | . | . | . | . | 0 | . | . | . | . | . | 0 | . | . | . | . | . | 0 | . | . | . | . | . | 0 | . | . | . | . | . | 0 | . | . | . | . | . | 0 | . | . | . | . | . | 0 | 0 | 0.308 | 0 | 0 | 0 | 0.308
2023 | NE | 11018 | Lincoln Electric System | SWPP | 12 | 1.265 | . | 0.05 | AC | 0.05 | 0.487 | 0.002 | . | . | 0.539 | . | . | . | . | . | 0 | . | . | . | . | . | 0 | . | 0.001 | . | . | . | 0.001 | . | . | . | . | . | 0 | . | . | . | . | . | 0 | . | 0.725 | . | . | . | 0.725 | . | . | . | . | . | 0 | . | . | . | . | . | 0 | . | . | . | . | . | 0 | 0.05 | 1.213 | 0.002 | 0 | 0 | 1.265
2023 | NE | 12539 | Midwest Electric Member Corp - (NE) | WACM | 16 | 0.227 | 0 | 0 | AC | 0.217 | 0.01 | 0 | 0 | 0 | 0.227 | 0 | 0 | 0 | 0 | 0 | 0 | 0 | 0 | 0 | 0 | 0 | 0 | 0 | 0 | 0 | 0 | 0 | 0 | 0 | 0 | 0 | 0 | 0 | 0 | 0 | 0 | 0 | 0 | 0 | 0 | 0 | 0 | 0 | 0 | 0 | 0 | 0 | 0 | 0 | 0 | 0 | 0 | 0 | 0 | 0 | 0 | 0 | 0 | 0 | 0 | 0 | 0 | 0 | 0 | 0.217 | 0.01 | 0 | 0 | 0 | 0.227
2023 | NE | 14127 | Omaha Public Power District | SWPP | 58 | 11.851 | 9.136 | 1.065 | AC | . | 1.375 | 1.304 | . | . | 2.679 | . | . | . | . | . | 0 | . | . | . | . | . | 0 | 0.012 | 0.016 | 0.006 | . | . | 0.034 | . | 0.002 | . | . | . | 0.002 | . | . | . | . | . | 0 | . | 7.307 | 1.829 | . | . | 9.136 | . | . | . | . | . | 0 | . | . | . | . | . | 0 | . | . | . | . | . | 0 | 0.012 | 8.7 | 3.139 | 0 | 0 | 11.851
2023 | NE | 40606 | City of Grand Island - (NE) | SWPP | 1 | 0.033 | . | . | DC | . | 0.033 | . | . | . | 0.033 | . | . | . | . | . | 0 | . | 0 | . | . | . | 0 | . | . | . | . | . | 0 | . | . | . | . | . | 0 | . | . | . | . | . | 0 | . | . | . | . | . | 0 | . | . | . | . | . | 0 | . | . | . | . | . | 0 | . | . | . | . | . | 0 | 0 | 0.033 | 0 | 0 | 0 | 0.033
2023 | NE | 99999 | State Adjustment | SWPP | . | 4.058 | . | . |  | 0.012 | 0.341 | . | . | 3.705 | 4.058 | . | . | . | . | . | . | . | . | . | . | . | . | . | . | . | . | . | . | . | . | . | . | . | . | . | . | . | . | . | . | . | . | . | . | . | . | . | . | . | . | . | . | . | . | . | . | . | . | . | . | . | . | . | . | 0.012 | 0.341 | . | . | 3.705 | 4.058
2023 | NH | 15472 | Public Service Co of NH | ISNE | 14 | 6.351 | 0.75 | 0 |  | . | . | . | . | . | 0 | . | . | . | . | . | 0 | . | . | . | . | . | 0 | . | . | . | . | . | 0 | . | 0.3 | . | . | 2.346 | 2.646 | . | . | . | . | . | 0 | . | 1.2 | . | . | 0.81 | 2.01 | . | 1.08 | . | . | . | 1.08 | . | 0.615 | . | . | . | 0.615 | . | . | . | . | . | 0 | 0 | 3.195 | 0 | 0 | 3.156 | 6.351
2023 | NH | 24590 | Unitil Energy Systems | ISNE | 4 | 0.619 | . | . | AC | . | 0.554 | . | . | . | 0.554 | . | . | . | . | . | 0 | . | . | . | . | . | 0 | . | . | . | . | . | 0 | . | . | . | . | . | 0 | . | . | . | . | . | 0 | . | . | . | . | . | 0 | . | 0.065 | . | . | . | 0.065 | . | . | . | . | . | 0 | . | . | . | . | . | 0 | 0 | 0.619 | 0 | 0 | 0 | 0.619
2023 | NJ | 9726 | Jersey Central Power & Lt Co | PJM | 3 | 0.435 | 0 | 0 |  | 0 | 0 | 0 | 0 | 0 | 0 | 0 | 0 | 0 | 0 | 0 | 0 | 0 | 0 | 0 | 0 | 0 | 0 | 0 | 0 | 0 | 0 | 0 | 0 | 0 | 0 | 0 | 0 | 0 | 0 | 0 | 0 | 0 | 0 | 0.4 | 0.4 | 0 | 0.035 | 0 | 0 | 0 | 0.035 | 0 | 0 | 0 | 0 | 0 | 0 | 0 | 0 | 0 | 0 | 0 | 0 | 0 | 0 | 0 | 0 | 0 | 0 | 0 | 0.035 | 0 | 0 | 0.4 | 0.435
2023 | NJ | 15477 | Public Service Elec & Gas Co | PJM | 164607 | 45.861 | . | . | DC | . | 9.394 | . | . | 36.467 | 45.861 | . | . | . | . | . | 0 | . | . | . | . | . | 0 | . | . | . | . | . | 0 | . | . | . | . | . | 0 | . | . | . | . | . | 0 | . | . | . | . | . | 0 | . | . | . | . | . | 0 | . | . | . | . | . | 0 | . | . | . | . | . | 0 | 0 | 9.394 | 0 | 0 | 36.467 | 45.861
2023 | NJ | 65242 | Scale Sustainable I, LLC | PJM | 1 | 0.35 | 0.2 | 0.35 | DC | . | 0.15 | . | . | . | 0.15 | . | 0.2 | . | . | . | 0.2 | . | . | . | . | . | 0 | . | . | . | . | . | 0 | . | . | . | . | . | 0 | . | . | . | . | . | 0 | . | . | . | . | . | 0 | . | . | . | . | . | 0 | . | . | . | . | . | 0 | . | . | . | . | . | 0 | 0 | 0.35 | 0 | 0 | 0 | 0.35
2023 | NJ | 99999 | State Adjustment | PJM | . | -7.624 | . | . |  | 0.38 | -1.644 | . | . | -6.36 | -7.624 | . | . | . | . | . | . | . | . | . | . | . | . | . | . | . | . | . | . | . | . | . | . | . | . | . | . | . | . | . | . | . | . | . | . | . | . | . | . | . | . | . | . | . | . | . | . | . | . | . | . | . | . | . | . | 0.38 | -1.644 | . | . | -6.36 | -7.624
2023 | NM | 10378 | Kit Carson Electric Coop, Inc | PNM | 5 | 0.798 | . | 0.798 | AC | . | . | . | . | 0.798 | 0.798 | . | . | . | . | . | 0 | . | . | . | . | . | 0 | . | . | . | . | . | 0 | . | . | . | . | . | 0 | . | . | . | . | . | 0 | . | . | . | . | . | 0 | . | . | . | . | . | 0 | . | . | . | . | . | 0 | . | . | . | . | . | 0 | 0 | 0 | 0 | 0 | 0.798 | 0.798
2023 | NM | 99999 | State Adjustment | WACM | . | 0.784 | . | . |  | . | . | . | . | 0.784 | 0.784 | . | . | . | . | . | . | . | . | . | . | . | . | . | . | . | . | . | . | . | . | . | . | . | . | . | . | . | . | . | . | . | . | . | . | . | . | . | . | . | . | . | . | . | . | . | . | . | . | . | . | . | . | . | . | . | . | . | . | 0.784 | 0.784
2023 | NV | 13073 | Mt Wheeler Power, Inc | NEVP | 7 | 0.023 | . | . | AC | 0.005 | 0.014 | . | . | . | 0.019 | . | . | . | . | . | 0 | . | . | . | . | . | 0 | 0.004 | 0 | . | . | . | 0.004 | . | . | . | . | . | 0 | . | . | . | . | . | 0 | . | . | . | . | . | 0 | . | . | . | . | . | 0 | . | . | . | . | . | 0 | . | . | . | . | . | 0 | 0.009 | 0.014 | 0 | 0 | 0 | 0.023
2023 | NV | 17166 | Sierra Pacific Power Co | NEVP | 4 | 1.187 | . | . |  | . | . | . | . | . | 0 | . | . | . | . | . | 0 | . | . | . | . | . | 0 | . | . | . | . | . | 0 | . | 1.187 | . | . | . | 1.187 | . | . | . | . | . | 0 | . | . | . | . | . | 0 | . | . | . | . | . | 0 | . | . | . | . | . | 0 | . | . | . | . | . | 0 | 0 | 1.187 | 0 | 0 | 0 | 1.187
2023 | NV | 99999 | State Adjustment | NEVP | . | 0.295 | . | . |  | 0.028 | 0.143 | . | . | 0.124 | 0.295 | . | . | . | . | . | . | . | . | . | . | . | . | . | . | . | . | . | . | . | . | . | . | . | . | . | . | . | . | . | . | . | . | . | . | . | . | . | . | . | . | . | . | . | . | . | . | . | . | . | . | . | . | . | . | 0.028 | 0.143 | . | . | 0.124 | 0.295
2023 | NY | 3249 | Central Hudson Gas & Elec Corp | NYIS | 44 | 7.286 | 0.2 | 0 | AC | 0.195 | 3.121 | 0 | 0 | 1.8 | 5.116 | 0.24 | 0 | 0 | 0 | 0 | 0.24 | 0.96 | 0 | 0 | 0 | 0 | 0.96 | 0 | 0 | 0 | 0 | 0 | 0 | 0 | 0.772 | 0 | 0 | 0.75 | 1.522 | 0 | 0 | 0 | 0 | 0 | 0 | 0 | 0 | 0 | 0 | 0 | 0 | 0 | 0 | 0 | 0 | 0 | 0 | 0 | 0 | 0 | 0 | 0 | 0 | 0 | 0.408 | 0 | 0 | 0 | 0.408 | 0.435 | 4.301 | 0 | 0 | 2.55 | 7.286
2023 | NY | 4226 | Consolidated Edison Co-NY Inc | NYIS | 377 | 59.513 | . | . | AC | . | . | . | . | . | 0 | . | 3.22 | . | . | . | 3.22 | . | 4.594 | . | . | . | 4.594 | . | . | . | . | . | 0 | . | . | . | . | . | 0 | . | . | . | . | . | 0 | . | 41.406 | . | . | . | 41.406 | . | 14.612 | . | . | . | 14.612 | . | 0.275 | . | . | . | 0.275 | . | . | . | . | . | 0 | 0 | 59.513 | 0 | 0 | 0 | 59.513
2023 | NY | 9645 | Jamestown Board of Public Util | NYIS | 1 | 0.076 | 0 | 0.076 | AC | . | . | . | . | 0.076 | 0.076 | . | . | . | . | . | 0 | . | . | . | . | . | 0 | . | . | . | . | . | 0 | . | . | . | . | . | 0 | . | . | . | . | . | 0 | . | . | . | . | . | 0 | . | . | . | . | . | 0 | . | . | . | . | . | 0 | . | . | . | . | . | 0 | 0 | 0 | 0 | 0 | 0.076 | 0.076
2023 | NY | 11171 | Long Island Power Authority | NYIS | 159 | 50.914 | . | . | AC | . | 37.797 | . | . | . | 37.797 | . | . | . | . | . | 0 | . | . | . | . | . | 0 | . | . | . | . | . | 0 | . | . | . | . | . | 0 | . | . | . | . | . | 0 | . | 11.14 | . | . | . | 11.14 | . | 1.977 | . | . | . | 1.977 | . | . | . | . | . | 0 | . | . | . | . | . | 0 | 0 | 50.914 | 0 | 0 | 0 | 50.914
2023 | NY | 13511 | New York State Elec & Gas Corp | NYIS | 44 | 12.8 | . | . | AC | 0.01 | . | . | . | . | 0.01 | . | . | . | . | . | 0 | . | . | . | . | . | 0 | 0.01 | 0.5 | . | . | . | 0.51 | . | 0.82 | . | . | . | 0.82 | . | . | . | . | . | 0 | . | . | . | . | . | 0 | . | 10.31 | . | . | . | 10.31 | . | . | . | . | . | 0 | . | 1.15 | . | . | . | 1.15 | 0.02 | 12.78 | 0 | 0 | 0 | 12.8
2023 | NY | 16183 | Rochester Gas & Electric Corp | NYIS | 19 | 5.468 | . | . | AC | . | 0.65 | . | . | . | 0.65 | . | . | . | . | . | 0 | . | . | . | . | . | 0 | . | . | . | . | . | 0 | . | . | . | . | . | 0 | . | . | . | . | . | 0 | . | . | . | . | . | 0 | . | . | . | . | . | 0 | . | 4.818 | . | . | . | 4.818 | . | . | . | . | . | 0 | 0 | 5.468 | 0 | 0 | 0 | 5.468
2023 | NY | 99999 | State Adjustment | NYIS | . | 0.086 | . | . |  | 0.086 | . | . | . | . | 0.086 | . | . | . | . | . | . | . | . | . | . | . | . | . | . | . | . | . | . | . | . | . | . | . | . | . | . | . | . | . | . | . | . | . | . | . | . | . | . | . | . | . | . | . | . | . | . | . | . | . | . | . | . | . | . | 0.086 | . | . | . | . | 0.086
2023 | OH | 3542 | Duke Energy Ohio Inc | PJM | 6 | 3.302 | 0 | 0.002 | AC | . | 0.002 | . | . | . | 0.002 | . | . | . | . | . | 0 | . | . | . | . | . | 0 | . | 2.55 | . | . | . | 2.55 | . | . | . | . | . | 0 | . | . | . | . | . | 0 | . | . | . | . | . | 0 | . | . | . | . | . | 0 | . | . | . | . | . | 0 | . | 0.75 | . | . | . | 0.75 | 0 | 3.302 | 0 | 0 | 0 | 3.302
2023 | OH | 4683 | City of Cuyahoga Falls - (OH) | PJM | 2 | 0.2 | 0.2 | 0.2 |  | . | . | . | . | . | 0 | . | . | . | . | . | 0 | . | . | . | . | . | 0 | . | . | . | . | . | 0 | . | . | . | . | . | 0 | . | . | . | . | . | 0 | . | 0.2 | . | . | . | 0.2 | . | . | . | . | . | 0 | . | . | . | . | . | 0 | . | . | . | . | . | 0 | 0 | 0.2 | 0 | 0 | 0 | 0.2
2023 | OH | 7004 | Buckeye Power, Inc | PJM | 25 | 5.62 | 0 | 4.77 | DC | . | . | . | . | 4.77 | 4.77 | . | . | . | . | . | 0 | . | . | . | . | . | 0 | . | . | . | . | . | 0 | . | . | . | . | . | 0 | . | . | . | . | . | 0 | . | . | 0.85 | . | . | 0.85 | . | . | . | . | . | 0 | . | . | . | . | . | 0 | . | . | . | . | . | 0 | 0 | 0 | 0.85 | 0 | 4.77 | 5.62
2023 | OH | 7977 | City of Hamilton - (OH) | PJM | 9 | 0.06 | . | . | AC | 0.06 | . | . | . | . | 0.06 | . | . | . | . | . | 0 | . | . | . | . | . | 0 | . | . | . | . | . | 0 | . | . | . | . | . | 0 | . | . | . | . | . | 0 | . | . | . | . | . | 0 | . | . | . | . | . | 0 | . | . | . | . | . | 0 | . | . | . | . | . | 0 | 0.06 | 0 | 0 | 0 | 0 | 0.06
2023 | OH | 12990 | Consolidated Cooperative | PJM | 1 | 0.75 | . | . | AC | . | . | . | . | . | 0 | . | . | . | . | . | 0 | . | . | . | . | . | 0 | . | . | . | . | . | 0 | . | . | . | . | . | 0 | . | . | . | . | . | 0 | . | 0.75 | . | . | . | 0.75 | . | . | . | . | . | 0 | . | . | . | . | . | 0 | . | . | . | . | . | 0 | 0 | 0.75 | 0 | 0 | 0 | 0.75
2023 | OH | 13998 | Ohio Edison Co | PJM | 1 | 0.9 | 0 | 0 |  | 0 | 0 | 0 | 0 | 0 | 0 | 0 | 0 | 0 | 0 | 0 | 0 | 0 | 0 | 0 | 0 | 0 | 0 | 0 | 0 | 0 | 0 | 0 | 0 | 0 | 0 | 0 | 0 | 0 | 0 | 0 | 0 | 0 | 0 | 0 | 0 | 0 | 0 | 0 | 0 | 0 | 0 | 0 | 0 | 0 | 0 | 0 | 0 | 0 | 0 | 0 | 0 | 0 | 0 | 0 | 0 | 0 | 0 | 0.9 | 0.9 | 0 | 0 | 0 | 0 | 0.9 | 0.9
2023 | OH | 14006 | Ohio Power Co | PJM | 15 | 0.706 | . | 0.121 | AC | 0.069 | 0.004 | 0.001 | . | 0.121 | 0.195 | 0.253 | . | . | . | . | 0.253 | 0.009 | . | . | . | . | 0.009 | . | . | 0.01 | . | . | 0.01 | . | . | . | . | . | 0 | . | . | . | . | . | 0 | . | 0.248 | . | . | . | 0.248 | . | . | . | . | . | 0 | . | . | . | . | . | 0 | . | . | . | . | . | 0 | 0.322 | 0.252 | 0.011 | 0 | 0.121 | 0.706
2023 | OH | 99999 | State Adjustment | PJM | . | -0.832 | . | . |  | . | . | . | . | -0.832 | -0.832 | . | . | . | . | . | . | . | . | . | . | . | . | . | . | . | . | . | . | . | . | . | . | . | . | . | . | . | . | . | . | . | . | . | . | . | . | . | . | . | . | . | . | . | . | . | . | . | . | . | . | . | . | . | . | . | . | . | . | -0.832 | -0.832
2023 | OK | 3226 | Central Rural Electric Cooperative, Inc | AECI | 3 | 1.454 | 0.9 | . | AC | . | . | . | . | 0.504 | 0.504 | . | . | . | . | 0.025 | 0.025 | . | . | . | . | 0.048 | 0.048 | . | . | . | . | . | 0 | . | . | . | . | . | 0 | . | . | . | . | . | 0 | . | . | . | . | 0.925 | 0.925 | . | . | . | . | . | 0 | . | . | . | . | . | 0 | . | . | . | . | . | 0 | 0 | 0 | 0 | 0 | 1.454 | 1.454
2023 | OK | 13807 | Northwestern Electric Coop Inc - (OK) | SWPP | 8 | 2.4 | . | . |  | . | . | . | . | . | 0 | . | . | . | . | . | 0 | . | . | . | . | . | 0 | . | . | . | . | . | 0 | . | . | . | . | . | 0 | . | . | . | . | . | 0 | . | 2.4 | . | . | . | 2.4 | . | . | . | . | . | 0 | . | . | . | . | . | 0 | . | . | . | . | . | 0 | 0 | 2.4 | 0 | 0 | 0 | 2.4
2023 | OK | 14775 | People's Electric Cooperative | SWPP | 8 | 2.175 | 2.175 | 2.175 |  | . | . | . | . | . | 0 | . | . | . | . | . | 0 | . | . | . | . | . | 0 | . | . | . | . | . | 0 | . | . | . | . | . | 0 | . | . | . | . | . | 0 | . | . | . | . | 2.175 | 2.175 | . | . | . | . | . | 0 | . | . | . | . | . | 0 | . | . | . | . | . | 0 | 0 | 0 | 0 | 0 | 2.175 | 2.175
2023 | OK | 15474 | Public Service Co of Oklahoma | SWPP | 7 | 0.374 | . | . | AC | 0.017 | 0.302 | . | . | 0.048 | 0.367 | 0.007 | . | . | . | . | 0.007 | 0.017 | . | . | . | . | 0.017 | . | . | . | . | . | 0 | . | . | . | . | . | 0 | . | . | . | . | . | 0 | . | . | . | . | . | 0 | . | . | . | . | . | 0 | . | . | . | . | . | 0 | . | . | . | . | . | 0 | 0.024 | 0.302 | 0 | 0 | 0.048 | 0.374
2023 | OK | 19160 | Tri-County Electric Coop, Inc (OK) | SWPP | 1 | 0.862 | 0 | 0.862 | AC | . | . | 0.862 | . | . | 0.862 | . | . | . | . | . | 0 | . | . | . | . | . | 0 | . | . | . | . | . | 0 | . | . | . | . | . | 0 | . | . | . | . | . | 0 | . | . | . | . | . | 0 | . | . | . | . | . | 0 | . | . | . | . | . | 0 | . | . | . | . | . | 0 | 0 | 0 | 0.862 | 0 | 0 | 0.862
2023 | OR | 3240 | Central Electric Coop Inc - (OR) | BPAT | 1 | 0.1 | . | 0.1 | DC | . | . | . | . | 0.1 | 0.1 | . | . | . | . | . | 0 | . | . | . | . | . | 0 | . | . | . | . | . | 0 | . | . | . | . | . | 0 | . | . | . | . | . | 0 | . | . | . | . | . | 0 | . | . | . | . | . | 0 | . | . | . | . | . | 0 | . | . | . | . | . | 0 | 0 | 0 | 0 | 0 | 0.1 | 0.1
2023 | OR | 6022 | City of Eugene - (OR) | BPAT | 42 | 3.186 | 0 | 0 | AC | 0.013 | 2.303 | . | . | . | 2.316 | . | . | . | . | . | 0 | . | . | . | . | . | 0 | . | . | . | . | . | 0 | . | . | . | . | . | 0 | . | . | . | . | . | 0 | . | 0.87 | . | . | . | 0.87 | . | . | . | . | . | 0 | . | . | . | . | . | 0 | . | . | . | . | . | 0 | 0.013 | 3.173 | 0 | 0 | 0 | 3.186
2023 | OR | 9191 | Idaho Power Co | IPCO | 1 | 0.24 | . | . | DC | . | . | . | . | . | 0 | . | . | . | . | . | 0 | . | . | . | . | . | 0 | . | . | . | . | . | 0 | . | . | . | . | 0.24 | 0.24 | . | . | . | . | . | 0 | . | . | . | . | . | 0 | . | . | . | . | . | 0 | . | . | . | . | . | 0 | . | . | . | . | . | 0 | 0 | 0 | 0 | 0 | 0.24 | 0.24
2023 | OR | 14109 | Oregon Trail El Cons Coop, Inc | BPAT | 1 | 0.2 | 0 | 0.2 | DC | 0.2 | . | . | . | . | 0.2 | . | . | . | . | . | 0 | . | . | . | . | . | 0 | . | . | . | . | . | 0 | . | . | . | . | . | 0 | . | . | . | . | . | 0 | . | . | . | . | . | 0 | . | . | . | . | . | 0 | . | . | . | . | . | 0 | . | . | . | . | . | 0 | 0.2 | 0 | 0 | 0 | 0 | 0.2
2023 | OR | 14354 | PacifiCorp | PACW | 15 | 7.169 | . | . | AC | . | . | . | . | 4.589 | 4.589 | . | . | . | . | . | 0 | . | . | . | . | . | 0 | . | . | . | . | . | 0 | . | . | . | . | 1.287 | 1.287 | . | . | . | . | . | 0 | . | . | . | . | . | 0 | . | . | . | . | 1.013 | 1.013 | . | . | . | . | 0.28 | 0.28 | . | . | . | . | . | 0 | 0 | 0 | 0 | 0 | 7.169 | 7.169
2023 | OR | 15248 | Portland General Electric Co | PGE | 1811 | 39.015 | 11.55 | 5.9 | AC | 7.829 | 10.331 | . | . | 4.827 | 22.987 | 3.157 | 0.099 | 0.011 | . | . | 3.267 | 7.72 | 0.13 | 0.07 | . | . | 7.92 | . | . | . | . | . | 0 | . | . | . | . | 1.211 | 1.211 | . | . | . | . | . | 0 | . | . | 11.55 | . | . | 11.55 | . | . | . | . | . | 0 | . | . | . | . | . | 0 | . | . | . | . | . | 0 | 10.986 | 10.43 | 11.561 | 0 | 6.038 | 39.015
2023 | OR | 16555 | Salem Electric - (OR) | BPAT | 2 | 0.178 | 0.178 | 0.178 | DC | . | 0.178 | . | . | . | 0.178 | . | . | . | . | . | 0 | . | . | . | . | . | 0 | . | . | . | . | . | 0 | . | . | . | . | . | 0 | . | . | . | . | . | 0 | . | . | . | . | . | 0 | . | . | . | . | . | 0 | . | . | . | . | . | 0 | . | . | . | . | . | 0 | 0 | 0.178 | 0 | 0 | 0 | 0.178
2023 | OR | 19325 | Umatilla Electric Coop Assn | BPAT | 2 | 1.057 | . | 1.057 | AC | . | . | 0.999 | . | 0.058 | 1.057 | . | . | . | . | . | 0 | . | . | . | . | . | 0 | . | . | . | . | . | 0 | . | . | . | . | . | 0 | . | . | . | . | . | 0 | . | . | . | . | . | 0 | . | . | . | . | . | 0 | . | . | . | . | . | 0 | . | . | . | . | . | 0 | 0 | 0 | 0.999 | 0 | 0.058 | 1.057
2023 | OR | 40437 | Emerald People's Utility Dist | BPAT | 5 | 0.136 | . | 0.006 | DC | . | 0.028 | 0.108 | . | . | 0.136 | . | . | . | . | . | 0 | . | . | . | . | . | 0 | . | . | . | . | . | 0 | . | . | . | . | . | 0 | . | . | . | . | . | 0 | . | . | . | . | . | 0 | . | . | . | . | . | 0 | . | . | . | . | . | 0 | . | . | . | . | . | 0 | 0 | 0.028 | 0.108 | 0 | 0 | 0.136
2023 | OR | 65352 | Umpqua Indian Utility Cooperative | BPAT | 13 | 8.9 | 8.9 | . |  | . | . | . | . | . | 0 | . | . | . | . | . | 0 | . | . | . | . | . | 0 | . | . | . | . | . | 0 | . | . | . | . | . | 0 | . | . | . | . | . | 0 | . | 8.9 | . | . | . | 8.9 | . | . | . | . | . | 0 | . | . | . | . | . | 0 | . | . | . | . | . | 0 | 0 | 8.9 | 0 | 0 | 0 | 8.9
2023 | OR | 99999 | State Adjustment | BPAT | . | -0.107 | . | . |  | -0.035 | -0.036 | -0.019 | . | -0.017 | -0.107 | . | . | . | . | . | . | . | . | . | . | . | . | . | . | . | . | . | . | . | . | . | . | . | . | . | . | . | . | . | . | . | . | . | . | . | . | . | . | . | . | . | . | . | . | . | . | . | . | . | . | . | . | . | . | -0.035 | -0.036 | -0.019 | . | -0.017 | -0.107
2023 | PA | 3329 | Borough of Chambersburg | PJM | 3 | 1.35 | 1.35 | 1.35 |  | . | . | . | . | . | 0 | . | . | . | . | . | 0 | . | . | . | . | . | 0 | . | . | . | . | . | 0 | . | . | . | . | . | 0 | . | . | . | . | . | 0 | . | . | 1.35 | . | . | 1.35 | . | . | . | . | . | 0 | . | . | . | . | . | 0 | . | . | . | . | . | 0 | 0 | 0 | 1.35 | 0 | 0 | 1.35
2023 | PA | 20334 | Wellsborough Electric Co | PJM | 2 | 0.005 | 0 | 0 | AC | 0 | 0.003 | 0 | 0 | 0 | 0.003 | 0 | 0 | 0 | 0 | 0 | 0 | 0 | 0 | 0 | 0 | 0 | 0 | 0.002 | 0 | 0 | 0 | 0 | 0.002 | 0 | 0 | 0 | 0 | 0 | 0 | 0 | 0 | 0 | 0 | 0 | 0 | 0 | 0 | 0 | 0 | 0 | 0 | 0 | 0 | 0 | 0 | 0 | 0 | 0 | 0 | 0 | 0 | 0 | 0 | 0 | 0 | 0 | 0 | 0 | 0 | 0.002 | 0.003 | 0 | 0 | 0 | 0.005
2023 | RI | 13214 | The Narragansett Electric Co | ISNE | 7302 | 97.797 | . | . | AC | 46.316 | 48.054 | . | . | . | 94.37 | 0.024 | . | . | . | . | 0.024 | 0.012 | . | . | . | . | 0.012 | 0.005 | . | . | . | . | 0.005 | . | 0.37 | . | . | . | 0.37 | . | 0.024 | . | . | . | 0.024 | . | . | . | . | . | 0 | 0.002 | 3.002 | . | . | . | 3.004 | . | . | . | . | . | 0 | . | . | . | . | . | 0 | 46.347 | 51.45 | 0 | 0 | 0 | 97.797
2023 | SC | 3046 | Duke Energy Progress - (NC) | CPLE | 5 | 1.464 | . | . | AC | . | 1.064 | . | . | . | 1.064 | . | . | . | . | . | 0 | . | . | . | . | . | 0 | . | . | . | . | . | 0 | . | . | . | . | . | 0 | . | . | . | . | . | 0 | . | . | . | . | . | 0 | . | 0.4 | . | . | . | 0.4 | . | . | . | . | . | 0 | . | . | . | . | . | 0 | 0 | 1.464 | 0 | 0 | 0 | 1.464
2023 | SC | 5416 | Duke Energy Carolinas, LLC | DUK | 16 | 3.774 | 0 | 0.005 | AC | 0.01 | 1.514 | . | . | . | 1.524 | 0 | 0 | . | . | . | 0 | 0 | 0 | . | . | . | 0 | 0 | 0 | . | . | . | 0 | 0 | 2.25 | . | . | . | 2.25 | 0 | 0 | . | . | . | 0 | 0 | 0 | . | . | . | 0 | 0 | 0 | . | . | . | 0 | 0 | 0 | . | . | . | 0 | 0 | 0 | . | . | . | 0 | 0.01 | 3.764 | 0 | 0 | 0 | 3.774
2023 | SC | 6709 | Easley Combined Utility System | DUK | 14 | 12.775 | 1.875 | . |  | . | . | . | . | . | 0 | . | . | . | . | . | 0 | . | . | . | . | . | 0 | . | . | . | . | . | 0 | . | . | . | . | . | 0 | . | . | . | . | . | 0 | . | 1.875 | . | . | 10.9 | 12.775 | . | . | . | . | . | 0 | . | . | . | . | . | 0 | . | . | . | . | . | 0 | 0 | 1.875 | 0 | 0 | 10.9 | 12.775
2023 | SC | 6894 | City of Gaffney - (SC) | DUK | 6 | 5.9 | 3 | 2.4 |  | . | . | . | . | . | 0 | . | . | . | . | . | 0 | . | . | . | . | . | 0 | . | . | . | . | . | 0 | . | . | . | . | . | 0 | . | . | . | . | . | 0 | . | . | . | . | 5.9 | 5.9 | . | . | . | . | . | 0 | . | . | . | . | . | 0 | . | . | . | . | . | 0 | 0 | 0 | 0 | 0 | 5.9 | 5.9
2023 | SC | 11118 | Lockhart Power Co | DUK | 3 | 1.65 | 0 | 1.65 |  | . | . | . | . | . | 0 | . | . | . | . | . | 0 | . | . | . | . | . | 0 | . | . | . | . | . | 0 | . | . | . | . | 1.65 | 1.65 | . | . | . | . | . | 0 | . | . | . | . | . | 0 | . | . | . | . | . | 0 | . | . | . | . | . | 0 | . | . | . | . | . | 0 | 0 | 0 | 0 | 0 | 1.65 | 1.65
2023 | SC | 14398 | Palmetto Electric Coop Inc | SC | 9 | 8.75 | 2.5 | 0 |  | 0 | 0 | 0 | 0 | 0 | 0 | 0 | 0 | 0 | 0 | 0 | 0 | 0 | 0 | 0 | 0 | 0 | 0 | 0 | 0 | 0 | 0 | 0 | 0 | 0 | 0 | 0 | 0 | 0 | 0 | 0 | 0 | 0 | 0 | 0 | 0 | 0 | 8.75 | 0 | 0 | 0 | 8.75 | 0 | 0 | 0 | 0 | 0 | 0 | 0 | 0 | 0 | 0 | 0 | 0 | 0 | 0 | 0 | 0 | 0 | 0 | 0 | 8.75 | 0 | 0 | 0 | 8.75
2023 | SC | 16195 | City of Rock Hill - (SC) | DUK | 1 | 0.8 | 0.8 | 0.8 |  | . | . | . | . | . | 0 | . | . | . | . | . | 0 | . | . | . | . | . | 0 | . | . | . | . | . | 0 | . | . | . | . | . | 0 | . | . | . | . | . | 0 | . | 0.8 | . | . | . | 0.8 | . | . | . | . | . | 0 | . | . | . | . | . | 0 | . | . | . | . | . | 0 | 0 | 0.8 | 0 | 0 | 0 | 0.8
2023 | SC | 16606 | Santee Electric Coop, Inc | SC | 4 | 1.45 | . | . | AC | . | 0.25 | . | . | . | 0.25 | . | . | . | . | . | 0 | . | . | . | . | . | 0 | . | . | . | . | . | 0 | . | . | . | . | . | 0 | . | . | . | . | . | 0 | . | . | . | . | . | 0 | . | . | . | . | . | 0 | . | . | . | . | . | 0 | . | 1.2 | . | . | . | 1.2 | 0 | 1.45 | 0 | 0 | 0 | 1.45
2023 | SC | 17539 | Dominion Energy South Carolina, Inc | SCEG | 202 | 22.949 | . | . | AC | 0.255 | 16.466 | 5.724 | . | 0.504 | 22.949 | . | . | . | . | . | 0 | . | . | . | . | . | 0 | . | . | . | . | . | 0 | . | . | . | . | . | 0 | . | . | . | . | . | 0 | . | . | . | . | . | 0 | . | . | . | . | . | 0 | . | . | . | . | . | 0 | . | . | . | . | . | 0 | 0.255 | 16.466 | 5.724 | 0 | 0.504 | 22.949
2023 | SC | 21002 | York Electric Coop Inc | DUK | 7 | 6.5 | . | . |  | . | . | . | . | . | 0 | . | . | . | . | . | 0 | . | . | . | . | . | 0 | . | . | . | . | . | 0 | . | . | . | . | . | 0 | . | . | . | . | . | 0 | 6.5 | . | . | . | . | 6.5 | . | . | . | . | . | 0 | . | . | . | . | . | 0 | . | . | . | . | . | 0 | 6.5 | 0 | 0 | 0 | 0 | 6.5
2023 | SC | 99999 | State Adjustment | CPLE | . | 0.124 | . | . |  | 0.124 | . | . | . | . | 0.124 | . | . | . | . | . | . | . | . | . | . | . | . | . | . | . | . | . | . | . | . | . | . | . | . | . | . | . | . | . | . | . | . | . | . | . | . | . | . | . | . | . | . | . | . | . | . | . | . | . | . | . | . | . | . | 0.124 | . | . | . | . | 0.124
2023 | SD | 2285 | City of Brookings - (SD) | WACM | 4 | 0.019 | . | . | AC | 0.013 | . | . | . | . | 0.013 | 0.006 | . | . | . | . | 0.006 | . | . | . | . | . | 0 | . | . | . | . | . | 0 | . | . | . | . | . | 0 | . | . | . | . | . | 0 | . | . | . | . | . | 0 | . | . | . | . | . | 0 | . | . | . | . | . | 0 | . | . | . | . | . | 0 | 0.019 | 0 | 0 | 0 | 0 | 0.019
2023 | SD | 4720 | Dakota Energy Coop Inc | WACM | 1 | 0.07 | . | . |  | . | . | . | . | . | 0 | . | . | . | . | . | 0 | . | . | . | . | . | 0 | 0.07 | . | . | . | . | 0.07 | . | . | . | . | . | 0 | . | . | . | . | . | 0 | . | . | . | . | . | 0 | . | . | . | . | . | 0 | . | . | . | . | . | 0 | . | . | . | . | . | 0 | 0.07 | 0 | 0 | 0 | 0 | 0.07
2023 | SD | 12199 | Montana-Dakota Utilities Co | MISO | 2 | 0.015 | . | . | AC | 0.011 | . | . | . | . | 0.011 | . | . | . | . | . | 0 | . | . | . | . | . | 0 | 0.004 | . | . | . | . | 0.004 | . | . | . | . | . | 0 | . | . | . | . | . | 0 | . | . | . | . | . | 0 | . | . | . | . | . | 0 | . | . | . | . | . | 0 | . | . | . | . | . | 0 | 0.015 | 0 | 0 | 0 | 0 | 0.015
2023 | SD | 12341 | MidAmerican Energy Co | MISO | 1 | 0.007 | 0 | 0 | AC | 0.007 | . | . | . | . | 0.007 | . | . | . | . | . | 0 | . | . | . | . | . | 0 | . | . | . | . | . | 0 | . | . | . | . | . | 0 | . | . | . | . | . | 0 | . | . | . | . | . | 0 | . | . | . | . | . | 0 | . | . | . | . | . | 0 | . | . | . | . | . | 0 | 0.007 | 0 | 0 | 0 | 0 | 0.007
2023 | SD | 17267 | Sioux Valley SW Elec Coop | SWPP | 7 | 0.102 | . | 0.075 | DC | 0.025 | 0.075 | . | . | . | 0.1 | . | . | . | . | . | 0 | . | . | . | . | . | 0 | 0.002 | . | . | . | . | 0.002 | . | . | . | . | . | 0 | . | . | . | . | . | 0 | . | . | . | . | . | 0 | . | . | . | . | . | 0 | . | . | . | . | . | 0 | . | . | . | . | . | 0 | 0.027 | 0.075 | 0 | 0 | 0 | 0.102
2023 | SD | 19293 | Southeastern Electric Coop Inc - (SD) | SWPP | 404 | 17.03 | 10.56 | 0.985 | AC | . | . | . | . | . | 0 | . | . | . | . | . | 0 | . | . | . | . | . | 0 | . | . | . | . | . | 0 | . | . | . | . | . | 0 | . | . | . | . | . | 0 | 7.5 | 9.53 | . | . | . | 17.03 | . | . | . | . | . | 0 | . | . | . | . | . | 0 | . | . | . | . | . | 0 | 7.5 | 9.53 | 0 | 0 | 0 | 17.03
2023 | SD | 19545 | Black Hills Power, Inc. | WACM | 3 | 0.427 | . | . | DC | . | 0.427 | . | . | . | 0.427 | . | . | . | . | . | 0 | . | 0.427 | . | . | . | 0.427 | . | . | . | . | . | 0 | . | . | . | . | . | 0 | . | . | . | . | . | 0 | . | . | . | . | . | 0 | . | . | . | . | . | 0 | . | . | . | . | . | 0 | . | . | . | . | . | 0 | 0 | 0.427 | 0 | 0 | 0 | 0.427
2023 | SD | 20187 | Watertown Municipal Utilities | SWPP | 4 | 0.097 | . | . | AC | 0.025 | 0.04 | . | . | . | 0.065 | 0.032 | . | . | . | . | 0.032 | 0.025 | . | . | . | . | 0.025 | . | . | . | . | . | 0 | . | . | . | . | . | 0 | . | . | . | . | . | 0 | . | . | . | . | . | 0 | . | . | . | . | . | 0 | . | . | . | . | . | 0 | . | . | . | . | . | 0 | 0.057 | 0.04 | 0 | 0 | 0 | 0.097
2023 | SD | 99999 | State Adjustment | SWPP | . | 0.045 | . | . |  | 0.058 | -0.013 | . | . | . | 0.045 | . | . | . | . | . | . | . | . | . | . | . | . | . | . | . | . | . | . | . | . | . | . | . | . | . | . | . | . | . | . | . | . | . | . | . | . | . | . | . | . | . | . | . | . | . | . | . | . | . | . | . | . | . | . | 0.058 | -0.013 | . | . | . | 0.045
2023 | SD | 99999 | State Adjustment | WACM | . | 0.122 | . | . |  | 0.059 | 0.063 | . | . | . | 0.122 | . | . | . | . | . | . | . | . | . | . | . | . | . | . | . | . | . | . | . | . | . | . | . | . | . | . | . | . | . | . | . | . | . | . | . | . | . | . | . | . | . | . | . | . | . | . | . | . | . | . | . | . | . | . | 0.059 | 0.063 | . | . | . | 0.122
2023 | TN | 577 | City of Alcoa Utilities | TVA | 27 | 0.324 | 0 | 0 | AC | 0.171 | 0.153 | 0 | 0 | 0 | 0.324 | 0 | 0 | 0 | 0 | 0 | 0 | . | . | . | . | . | 0 | 0 | 0 | 0 | 0 | 0 | 0 | 0 | 0 | 0 | 0 | 0 | 0 | 0 | 0 | 0 | 0 | 0 | 0 | 0 | 0 | 0 | 0 | 0 | 0 | 0 | 0 | 0 | 0 | 0 | 0 | 0 | 0 | 0 | 0 | 0 | 0 | 0 | 0 | 0 | 0 | 0 | 0 | 0.171 | 0.153 | 0 | 0 | 0 | 0.324
2023 | TN | 727 | Appalachian Electric Coop | TVA | 30 | 0.391 | 0 | 0 | AC | 0.202 | 0.189 | 0 | 0 | 0 | 0.391 | 0 | 0 | 0 | 0 | 0 | 0 | . | . | . | . | . | 0 | 0 | 0 | 0 | 0 | 0 | 0 | 0 | 0 | 0 | 0 | 0 | 0 | 0 | 0 | 0 | 0 | 0 | 0 | 0 | 0 | 0 | 0 | 0 | 0 | 0 | 0 | 0 | 0 | 0 | 0 | 0 | 0 | 0 | 0 | 0 | 0 | 0 | 0 | 0 | 0 | 0 | 0 | 0.202 | 0.189 | 0 | 0 | 0 | 0.391
2023 | TN | 947 | Athens Utility Board | TVA | 34 | 0.581 | 0 | 0 | AC | 0.186 | 0.395 | 0 | 0 | 0 | 0.581 | 0 | 0 | 0 | 0 | 0 | 0 | . | . | . | . | . | 0 | 0 | 0 | 0 | 0 | 0 | 0 | 0 | 0 | 0 | 0 | 0 | 0 | 0 | 0 | 0 | 0 | 0 | 0 | 0 | 0 | 0 | 0 | 0 | 0 | 0 | 0 | 0 | 0 | 0 | 0 | 0 | 0 | 0 | 0 | 0 | 0 | 0 | 0 | 0 | 0 | 0 | 0 | 0.186 | 0.395 | 0 | 0 | 0 | 0.581
2023 | TN | 1578 | Benton County | TVA | 3 | 0.034 | 0 | 0 | AC | 0.014 | 0.02 | 0 | 0 | 0 | 0.034 | 0 | 0 | 0 | 0 | 0 | 0 | . | . | . | . | . | 0 | 0 | 0 | 0 | 0 | 0 | 0 | 0 | 0 | 0 | 0 | 0 | 0 | 0 | 0 | 0 | 0 | 0 | 0 | 0 | 0 | 0 | 0 | 0 | 0 | 0 | 0 | 0 | 0 | 0 | 0 | 0 | 0 | 0 | 0 | 0 | 0 | 0 | 0 | 0 | 0 | 0 | 0 | 0.014 | 0.02 | 0 | 0 | 0 | 0.034
2023 | TN | 2247 | City of Bristol - (TN) | TVA | 31 | 0.623 | 0 | 0 | AC | 0.287 | 0.336 | 0 | 0 | 0 | 0.623 | 0 | 0 | 0 | 0 | 0 | 0 | . | . | . | . | . | 0 | 0 | 0 | 0 | 0 | 0 | 0 | 0 | 0 | 0 | 0 | 0 | 0 | 0 | 0 | 0 | 0 | 0 | 0 | 0 | 0 | 0 | 0 | 0 | 0 | 0 | 0 | 0 | 0 | 0 | 0 | 0 | 0 | 0 | 0 | 0 | 0 | 0 | 0 | 0 | 0 | 0 | 0 | 0.287 | 0.336 | 0 | 0 | 0 | 0.623
2023 | TN | 2411 | City of Brownsville | TVA | 2 | 0.1 | 0 | 0 | AC | 0 | 0.1 | 0 | 0 | 0 | 0.1 | 0 | 0 | 0 | 0 | 0 | 0 | . | . | . | . | . | 0 | 0 | 0 | 0 | 0 | 0 | 0 | 0 | 0 | 0 | 0 | 0 | 0 | 0 | 0 | 0 | 0 | 0 | 0 | 0 | 0 | 0 | 0 | 0 | 0 | 0 | 0 | 0 | 0 | 0 | 0 | 0 | 0 | 0 | 0 | 0 | 0 | 0 | 0 | 0 | 0 | 0 | 0 | 0 | 0.1 | 0 | 0 | 0 | 0.1
2023 | TN | 2960 | Caney Fork Electric Coop, Inc | TVA | 73 | 2.682 | 0 | 0 | AC | 0.419 | 2.237 | 0 | 0 | 0 | 2.656 | 0 | 0 | 0 | 0 | 0 | 0 | . | . | . | . | . | 0 | 0.02 | 0 | 0 | 0 | 0 | 0.02 | 0 | 0.006 | 0 | 0 | 0 | 0.006 | 0 | 0 | 0 | 0 | 0 | 0 | 0 | 0 | 0 | 0 | 0 | 0 | 0 | 0 | 0 | 0 | 0 | 0 | 0 | 0 | 0 | 0 | 0 | 0 | 0 | 0 | 0 | 0 | 0 | 0 | 0.439 | 2.243 | 0 | 0 | 0 | 2.682
2023 | TN | 3075 | Carroll County - (TN) | TVA | 13 | 0.218 | 0 | 0 | AC | 0.062 | 0.156 | 0 | 0 | 0 | 0.218 | 0 | 0 | 0 | 0 | 0 | 0 | . | . | . | . | . | 0 | 0 | 0 | 0 | 0 | 0 | 0 | 0 | 0 | 0 | 0 | 0 | 0 | 0 | 0 | 0 | 0 | 0 | 0 | 0 | 0 | 0 | 0 | 0 | 0 | 0 | 0 | 0 | 0 | 0 | 0 | 0 | 0 | 0 | 0 | 0 | 0 | 0 | 0 | 0 | 0 | 0 | 0 | 0.062 | 0.156 | 0 | 0 | 0 | 0.218
2023 | TN | 3408 | City of Chattanooga - (TN) | TVA | 292 | 5.496 | 0 | 0 | AC | 1.88 | 3.616 | 0 | 0 | 0 | 5.496 | . | . | . | . | . | 0 | . | . | . | . | . | 0 | 0 | 0 | 0 | 0 | 0 | 0 | 0 | 0 | 0 | 0 | 0 | 0 | 0 | 0 | 0 | 0 | 0 | 0 | 0 | 0 | 0 | 0 | 0 | 0 | 0 | 0 | 0 | 0 | 0 | 0 | 0 | 0 | 0 | 0 | 0 | 0 | 0 | 0 | 0 | 0 | 0 | 0 | 1.88 | 3.616 | 0 | 0 | 0 | 5.496
2023 | TN | 3704 | City of Clarksville - (TN) | TVA | 20 | 0.225 | 0 | 0 | AC | 0.104 | 0.119 | 0 | 0 | 0 | 0.223 | 0 | 0 | 0 | 0 | 0 | 0 | . | . | . | . | . | 0 | 0 | 0.002 | 0 | 0 | 0 | 0.002 | 0 | 0 | 0 | 0 | 0 | 0 | 0 | 0 | 0 | 0 | 0 | 0 | 0 | 0 | 0 | 0 | 0 | 0 | 0 | 0 | 0 | 0 | 0 | 0 | 0 | 0 | 0 | 0 | 0 | 0 | 0 | 0 | 0 | 0 | 0 | 0 | 0.104 | 0.121 | 0 | 0 | 0 | 0.225
2023 | TN | 3758 | City of Cleveland - (TN) | TVA | 25 | 0.674 | 0 | 0 | AC | 0.113 | 0.561 | 0 | 0 | 0 | 0.674 | 0 | 0 | 0 | 0 | 0 | 0 | . | . | . | . | . | 0 | 0 | 0 | 0 | 0 | 0 | 0 | 0 | 0 | 0 | 0 | 0 | 0 | 0 | 0 | 0 | 0 | 0 | 0 | 0 | 0 | 0 | 0 | 0 | 0 | 0 | 0 | 0 | 0 | 0 | 0 | 0 | 0 | 0 | 0 | 0 | 0 | 0 | 0 | 0 | 0 | 0 | 0 | 0.113 | 0.561 | 0 | 0 | 0 | 0.674
2023 | TN | 3812 | City of Clinton - (TN) | TVA | 15 | 0.131 | 0 | 0 | AC | 0.113 | 0.018 | 0 | 0 | 0 | 0.131 | 0 | 0 | 0 | 0 | 0 | 0 | . | . | . | . | . | 0 | 0 | 0 | 0 | 0 | 0 | 0 | 0 | 0 | 0 | 0 | 0 | 0 | 0 | 0 | 0 | 0 | 0 | 0 | 0 | 0 | 0 | 0 | 0 | 0 | 0 | 0 | 0 | 0 | 0 | 0 | 0 | 0 | 0 | 0 | 0 | 0 | 0 | 0 | 0 | 0 | 0 | 0 | 0.113 | 0.018 | 0 | 0 | 0 | 0.131
2023 | TN | 3855 | Columbia Power System - (TN) | TVA | 12 | 0.256 | 0 | 0 | AC | 0.105 | 0.151 | 0 | 0 | 0 | 0.256 | 0 | 0 | 0 | 0 | 0 | 0 | . | . | . | . | . | 0 | 0 | 0 | 0 | 0 | 0 | 0 | 0 | 0 | 0 | 0 | 0 | 0 | 0 | 0 | 0 | 0 | 0 | 0 | 0 | 0 | 0 | 0 | 0 | 0 | 0 | 0 | 0 | 0 | 0 | 0 | 0 | 0 | 0 | 0 | 0 | 0 | 0 | 0 | 0 | 0 | 0 | 0 | 0.105 | 0.151 | 0 | 0 | 0 | 0.256
2023 | TN | 4294 | City of Cookeville - (TN) | TVA | 11 | 0.337 | 0 | 0 | AC | 0.027 | 0.31 | 0 | 0 | 0 | 0.337 | 0 | 0 | 0 | 0 | 0 | 0 | . | . | . | . | . | 0 | 0 | 0 | 0 | 0 | 0 | 0 | 0 | 0 | 0 | 0 | 0 | 0 | 0 | 0 | 0 | 0 | 0 | 0 | 0 | 0 | 0 | 0 | 0 | 0 | 0 | 0 | 0 | 0 | 0 | 0 | 0 | 0 | 0 | 0 | 0 | 0 | 0 | 0 | 0 | 0 | 0 | 0 | 0.027 | 0.31 | 0 | 0 | 0 | 0.337
2023 | TN | 4624 | Cumberland Elec Member Corp | TVA | 81 | 2.212 | 0 | 0 | AC | 0.667 | 0.546 | 0 | 0 | 0 | 1.213 | 0 | 0 | 0 | 0 | 0 | 0 | . | . | . | . | . | 0 | 0 | 0 | 0 | 0 | 0 | 0 | 0 | 0 | 0 | 0 | 0 | 0 | 0 | 0 | 0 | 0 | 0 | 0 | 0 | 0 | 0 | 0 | 0 | 0 | 0 | 0 | 0 | 0 | 0 | 0 | 0 | 0 | 0 | 0 | 0 | 0 | 0 | 0.999 | 0 | 0 | 0 | 0.999 | 0.667 | 1.545 | 0 | 0 | 0 | 2.212
2023 | TN | 4920 | City of Dayton - (TN) | TVA | 4 | 0.077 | 0 | 0 | AC | 0.028 | 0.049 | 0 | 0 | 0 | 0.077 | 0 | 0 | 0 | 0 | 0 | 0 | . | . | . | . | . | 0 | 0 | 0 | 0 | 0 | 0 | 0 | 0 | 0 | 0 | 0 | 0 | 0 | 0 | 0 | 0 | 0 | 0 | 0 | 0 | 0 | 0 | 0 | 0 | 0 | 0 | 0 | 0 | 0 | 0 | 0 | 0 | 0 | 0 | 0 | 0 | 0 | 0 | 0 | 0 | 0 | 0 | 0 | 0.028 | 0.049 | 0 | 0 | 0 | 0.077
2023 | TN | 5148 | City of Dickson | TVA | 25 | 0.358 | 0 | 0 | AC | 0.201 | 0.157 | 0 | 0 | 0 | 0.358 | 0 | 0 | 0 | 0 | 0 | 0 | . | . | . | . | . | 0 | 0 | 0 | 0 | 0 | 0 | 0 | 0 | 0 | 0 | 0 | 0 | 0 | 0 | 0 | 0 | 0 | 0 | 0 | 0 | 0 | 0 | 0 | 0 | 0 | 0 | 0 | 0 | 0 | 0 | 0 | 0 | 0 | 0 | 0 | 0 | 0 | 0 | 0 | 0 | 0 | 0 | 0 | 0.201 | 0.157 | 0 | 0 | 0 | 0.358
2023 | TN | 5399 | Duck River Elec Member Corp | TVA | 53 | 0.865 | 0 | 0 | AC | 0.372 | 0.493 | 0 | 0 | 0 | 0.865 | 0 | 0 | 0 | 0 | 0 | 0 | . | . | . | . | . | 0 | 0 | 0 | 0 | 0 | 0 | 0 | 0 | 0 | 0 | 0 | 0 | 0 | 0 | 0 | 0 | 0 | 0 | 0 | 0 | 0 | 0 | 0 | 0 | 0 | 0 | 0 | 0 | 0 | 0 | 0 | 0 | 0 | 0 | 0 | 0 | 0 | 0 | 0 | 0 | 0 | 0 | 0 | 0.372 | 0.493 | 0 | 0 | 0 | 0.865
2023 | TN | 5763 | City of Elizabethton - (TN) | TVA | 15 | 0.171 | 0 | 0 | AC | 0.09 | 0.081 | 0 | 0 | 0 | 0.171 | 0 | 0 | 0 | 0 | 0 | 0 | . | . | . | . | . | 0 | 0 | 0 | 0 | 0 | 0 | 0 | 0 | 0 | 0 | 0 | 0 | 0 | 0 | 0 | 0 | 0 | 0 | 0 | 0 | 0 | 0 | 0 | 0 | 0 | 0 | 0 | 0 | 0 | 0 | 0 | 0 | 0 | 0 | 0 | 0 | 0 | 0 | 0 | 0 | 0 | 0 | 0 | 0.09 | 0.081 | 0 | 0 | 0 | 0.171
2023 | TN | 5961 | Town of Erwin - (TN) | TVA | 4 | 0.033 | 0 | 0 | AC | 0.027 | 0.006 | 0 | 0 | 0 | 0.033 | 0 | 0 | 0 | 0 | 0 | 0 | . | . | . | . | . | 0 | 0 | 0 | 0 | 0 | 0 | 0 | 0 | 0 | 0 | 0 | 0 | 0 | 0 | 0 | 0 | 0 | 0 | 0 | 0 | 0 | 0 | 0 | 0 | 0 | 0 | 0 | 0 | 0 | 0 | 0 | 0 | 0 | 0 | 0 | 0 | 0 | 0 | 0 | 0 | 0 | 0 | 0 | 0.027 | 0.006 | 0 | 0 | 0 | 0.033
2023 | TN | 6008 | City of Etowah | TVA | 4 | 0.029 | 0 | 0 | AC | 0.02 | 0.009 | 0 | 0 | 0 | 0.029 | 0 | 0 | 0 | 0 | 0 | 0 | . | . | . | . | . | 0 | 0 | 0 | 0 | 0 | 0 | 0 | 0 | 0 | 0 | 0 | 0 | 0 | 0 | 0 | 0 | 0 | 0 | 0 | 0 | 0 | 0 | 0 | 0 | 0 | 0 | 0 | 0 | 0 | 0 | 0 | 0 | 0 | 0 | 0 | 0 | 0 | 0 | 0 | 0 | 0 | 0 | 0 | 0.02 | 0.009 | 0 | 0 | 0 | 0.029
2023 | TN | 6234 | City of Fayetteville | TVA | 45 | 5.657 | 0 | 0 | AC | 1.809 | 3.848 | 0 | 0 | 0 | 5.657 | 0 | 0 | 0 | 0 | 0 | 0 | . | . | . | . | . | 0 | 0 | 0 | 0 | 0 | 0 | 0 | 0 | 0 | 0 | 0 | 0 | 0 | 0 | 0 | 0 | 0 | 0 | 0 | 0 | 0 | 0 | 0 | 0 | 0 | 0 | 0 | 0 | 0 | 0 | 0 | 0 | 0 | 0 | 0 | 0 | 0 | 0 | 0 | 0 | 0 | 0 | 0 | 1.809 | 3.848 | 0 | 0 | 0 | 5.657
2023 | TN | 6608 | Fort Loudoun Electric Coop | TVA | 49 | 1.585 | 0 | 0 | AC | 0.36 | 0.226 | 0 | 0 | 0 | 0.586 | 0 | 0 | 0 | 0 | 0 | 0 | . | . | . | . | . | 0 | 0 | 0 | 0 | 0 | 0 | 0 | 0 | 0 | 0 | 0 | 0 | 0 | 0 | 0 | 0 | 0 | 0 | 0 | 0 | 0 | 0 | 0 | 0 | 0 | 0 | 0 | 0 | 0 | 0 | 0 | 0 | 0 | 0 | 0 | 0 | 0 | 0 | 0.999 | 0 | 0 | 0 | 0.999 | 0.36 | 1.225 | 0 | 0 | 0 | 1.585
2023 | TN | 6923 | City of Gallatin - (TN) | TVA | 7 | 0.161 | 0 | 0 | AC | 0.009 | 0.152 | 0 | 0 | 0 | 0.161 | 0 | 0 | 0 | 0 | 0 | 0 | . | . | . | . | . | 0 | 0 | 0 | 0 | 0 | 0 | 0 | 0 | 0 | 0 | 0 | 0 | 0 | 0 | 0 | 0 | 0 | 0 | 0 | 0 | 0 | 0 | 0 | 0 | 0 | 0 | 0 | 0 | 0 | 0 | 0 | 0 | 0 | 0 | 0 | 0 | 0 | 0 | 0 | 0 | 0 | 0 | 0 | 0.009 | 0.152 | 0 | 0 | 0 | 0.161
2023 | TN | 7174 | Gibson Electric Members Corp | TVA | 53 | 1.022 | . | . | AC | 0.575 | 0.447 | 0 | . | 0 | 1.022 | . | . | . | . | . | 0 | . | . | . | . | . | 0 | 0 | 0 | 0 | . | . | 0 | 0 | 0 | 0 | . | . | 0 | . | . | . | . | . | 0 | . | . | . | . | . | 0 | . | . | . | . | . | 0 | . | . | . | . | . | 0 | 0 | 0 | 0 | . | . | 0 | 0.575 | 0.447 | 0 | 0 | 0 | 1.022
2023 | TN | 7625 | City of Greeneville - (TN) | TVA | 33 | 0.502 | 0 | 0 | AC | 0.125 | 0.377 | 0 | 0 | 0 | 0.502 | 0 | 0 | 0 | 0 | 0 | 0 | . | . | . | . | . | 0 | 0 | 0 | 0 | 0 | 0 | 0 | 0 | 0 | 0 | 0 | 0 | 0 | 0 | 0 | 0 | 0 | 0 | 0 | 0 | 0 | 0 | 0 | 0 | 0 | 0 | 0 | 0 | 0 | 0 | 0 | 0 | 0 | 0 | 0 | 0 | 0 | 0 | 0 | 0 | 0 | 0 | 0 | 0.125 | 0.377 | 0 | 0 | 0 | 0.502
2023 | TN | 8147 | City of Harriman - (TN) | TVA | 10 | 0.098 | 0 | 0 | AC | 0.078 | 0.014 | 0 | 0 | 0 | 0.092 | 0 | 0 | 0 | 0 | 0 | 0 | . | . | . | . | . | 0 | 0 | 0.006 | 0 | 0 | 0 | 0.006 | 0 | 0 | 0 | 0 | 0 | 0 | 0 | 0 | 0 | 0 | 0 | 0 | 0 | 0 | 0 | 0 | 0 | 0 | 0 | 0 | 0 | 0 | 0 | 0 | 0 | 0 | 0 | 0 | 0 | 0 | 0 | 0 | 0 | 0 | 0 | 0 | 0.078 | 0.02 | 0 | 0 | 0 | 0.098
2023 | TN | 8764 | Holston Electric Coop, Inc | TVA | 27 | 1.204 | 0 | 0 | AC | 0.054 | 1.15 | 0 | 0 | 0 | 1.204 | 0 | 0 | 0 | 0 | 0 | 0 | . | . | . | . | . | 0 | 0 | 0 | 0 | 0 | 0 | 0 | 0 | 0 | 0 | 0 | 0 | 0 | 0 | 0 | 0 | 0 | 0 | 0 | 0 | 0 | 0 | 0 | 0 | 0 | 0 | 0 | 0 | 0 | 0 | 0 | 0 | 0 | 0 | 0 | 0 | 0 | 0 | 0 | 0 | 0 | 0 | 0 | 0.054 | 1.15 | 0 | 0 | 0 | 1.204
2023 | TN | 9023 | City of Humboldt | TVA | 7 | 0.258 | 0 | 0 | AC | 0 | 0.258 | 0 | 0 | 0 | 0.258 | 0 | 0 | 0 | 0 | 0 | 0 | . | . | . | . | . | 0 | 0 | 0 | 0 | 0 | 0 | 0 | 0 | 0 | 0 | 0 | 0 | 0 | 0 | 0 | 0 | 0 | 0 | 0 | 0 | 0 | 0 | 0 | 0 | 0 | 0 | 0 | 0 | 0 | 0 | 0 | 0 | 0 | 0 | 0 | 0 | 0 | 0 | 0 | 0 | 0 | 0 | 0 | 0 | 0.258 | 0 | 0 | 0 | 0.258
2023 | TN | 9612 | City of Jackson - (TN) | TVA | 13 | 1.314 | 0 | 0 | AC | 0.038 | 1.276 | 0 | 0 | 0 | 1.314 | 0 | 0 | 0 | 0 | 0 | 0 | . | . | . | . | . | 0 | 0 | 0 | 0 | 0 | 0 | 0 | 0 | 0 | 0 | 0 | 0 | 0 | 0 | 0 | 0 | 0 | 0 | 0 | 0 | 0 | 0 | 0 | 0 | 0 | 0 | 0 | 0 | 0 | 0 | 0 | 0 | 0 | 0 | 0 | 0 | 0 | 0 | 0 | 0 | 0 | 0 | 0 | 0.038 | 1.276 | 0 | 0 | 0 | 1.314
2023 | TN | 9697 | City of Jellico | TVA | 4 | 0.16 | 0 | 0 | AC | 0 | 0.16 | 0 | 0 | 0 | 0.16 | . | . | . | . | . | 0 | . | . | . | . | . | 0 | 0 | 0 | 0 | 0 | 0 | 0 | 0 | 0 | 0 | 0 | 0 | 0 | 0 | 0 | 0 | 0 | 0 | 0 | 0 | 0 | 0 | 0 | 0 | 0 | 0 | 0 | 0 | 0 | 0 | 0 | 0 | 0 | 0 | 0 | 0 | 0 | 0 | 0 | 0 | 0 | 0 | 0 | 0 | 0.16 | 0 | 0 | 0 | 0.16
2023 | TN | 9777 | Johnson City - (TN) | TVA | 87 | 2.01 | 0 | 0 | AC | 0.674 | 0.411 | 0 | 0 | 0 | 1.085 | 0 | 0 | 0 | 0 | 0 | 0 | . | . | . | . | . | 0 | 0 | 0 | 0 | 0 | 0 | 0 | 0 | 0 | 0 | 0 | 0 | 0 | 0 | 0 | 0 | 0 | 0 | 0 | 0 | 0 | 0 | 0 | 0 | 0 | 0 | 0 | 0 | 0 | 0 | 0 | 0 | 0 | 0 | 0 | 0 | 0 | 0 | 0.925 | 0 | 0 | 0 | 0.925 | 0.674 | 1.336 | 0 | 0 | 0 | 2.01
2023 | TN | 10331 | Kingsport Power Co | PJM | 1 | 0.03 | . | . | AC | . | . | 0.03 | . | . | 0.03 | . | . | . | . | . | 0 | . | . | . | . | . | 0 | . | . | . | . | . | 0 | . | . | . | . | . | 0 | . | . | . | . | . | 0 | . | . | . | . | . | 0 | . | . | . | . | . | 0 | . | . | . | . | . | 0 | . | . | . | . | . | 0 | 0 | 0 | 0.03 | 0 | 0 | 0.03
2023 | TN | 10421 | Knoxville Utilities Board | TVA | 151 | 3.199 | 0 | 0 | AC | 0.847 | 2.352 | 0 | 0 | 0 | 3.199 | 0 | 0 | 0 | 0 | 0 | 0 | . | . | . | . | . | 0 | 0 | 0 | 0 | 0 | 0 | 0 | 0 | 0 | 0 | 0 | 0 | 0 | 0 | 0 | 0 | 0 | 0 | 0 | 0 | 0 | 0 | 0 | 0 | 0 | 0 | 0 | 0 | 0 | 0 | 0 | 0 | 0 | 0 | 0 | 0 | 0 | 0 | 0 | 0 | 0 | 0 | 0 | 0.847 | 2.352 | 0 | 0 | 0 | 3.199
2023 | TN | 10579 | City of LaFollette | TVA | 17 | 0.598 | 0 | 0 | AC | 0.075 | 0.523 | 0 | 0 | 0 | 0.598 | 0 | 0 | 0 | 0 | 0 | 0 | . | . | . | . | . | 0 | 0 | 0 | 0 | 0 | 0 | 0 | 0 | 0 | 0 | 0 | 0 | 0 | 0 | 0 | 0 | 0 | 0 | 0 | 0 | 0 | 0 | 0 | 0 | 0 | 0 | 0 | 0 | 0 | 0 | 0 | 0 | 0 | 0 | 0 | 0 | 0 | 0 | 0 | 0 | 0 | 0 | 0 | 0.075 | 0.523 | 0 | 0 | 0 | 0.598
2023 | TN | 10799 | City of Lawrenceburg | TVA | 20 | 0.277 | 0 | 0 | AC | 0.178 | 0.099 | 0 | 0 | 0 | 0.277 | 0 | 0 | 0 | 0 | 0 | 0 | . | . | . | . | . | 0 | 0 | 0 | 0 | 0 | 0 | 0 | 0 | 0 | 0 | 0 | 0 | 0 | 0 | 0 | 0 | 0 | 0 | 0 | 0 | 0 | 0 | 0 | 0 | 0 | 0 | 0 | 0 | 0 | 0 | 0 | 0 | 0 | 0 | 0 | 0 | 0 | 0 | 0 | 0 | 0 | 0 | 0 | 0.178 | 0.099 | 0 | 0 | 0 | 0.277
2023 | TN | 10906 | City of Lenoir - (TN) | TVA | 76 | 1.555 | 0 | 0 | AC | 0.362 | 1.193 | 0 | 0 | 0 | 1.555 | 0 | 0 | 0 | 0 | 0 | 0 | . | . | . | . | . | 0 | 0 | 0 | 0 | 0 | 0 | 0 | 0 | 0 | 0 | 0 | 0 | 0 | 0 | 0 | 0 | 0 | 0 | 0 | 0 | 0 | 0 | 0 | 0 | 0 | 0 | 0 | 0 | 0 | 0 | 0 | 0 | 0 | 0 | 0 | 0 | 0 | 0 | 0 | 0 | 0 | 0 | 0 | 0.362 | 1.193 | 0 | 0 | 0 | 1.555
2023 | TN | 10960 | City of Lewisburg - (TN) | TVA | 3 | 0.117 | 0 | 0 | AC | 0 | 0.117 | 0 | 0 | 0 | 0.117 | 0 | 0 | 0 | 0 | 0 | 0 | . | . | . | . | . | 0 | 0 | 0 | 0 | 0 | 0 | 0 | 0 | 0 | 0 | 0 | 0 | 0 | 0 | 0 | 0 | 0 | 0 | 0 | 0 | 0 | 0 | 0 | 0 | 0 | 0 | 0 | 0 | 0 | 0 | 0 | 0 | 0 | 0 | 0 | 0 | 0 | 0 | 0 | 0 | 0 | 0 | 0 | 0 | 0.117 | 0 | 0 | 0 | 0.117
2023 | TN | 10968 | City of Lexington - (TN) | TVA | 11 | 0.098 | 0 | 0 | AC | 0.045 | 0.053 | 0 | 0 | 0 | 0.098 | 0 | 0 | 0 | 0 | 0 | 0 | . | . | . | . | . | 0 | 0 | 0 | 0 | 0 | 0 | 0 | 0 | 0 | 0 | 0 | 0 | 0 | 0 | 0 | 0 | 0 | 0 | 0 | 0 | 0 | 0 | 0 | 0 | 0 | 0 | 0 | 0 | 0 | 0 | 0 | 0 | 0 | 0 | 0 | 0 | 0 | 0 | 0 | 0 | 0 | 0 | 0 | 0.045 | 0.053 | 0 | 0 | 0 | 0.098
2023 | TN | 11222 | Loudon Utilities Board | TVA | 10 | 0.382 | 0 | 0 | AC | 0.036 | 0.346 | 0 | 0 | 0 | 0.382 | 0 | 0 | 0 | 0 | 0 | 0 | . | . | . | . | . | 0 | 0 | 0 | 0 | 0 | 0 | 0 | 0 | 0 | 0 | 0 | 0 | 0 | 0 | 0 | 0 | 0 | 0 | 0 | 0 | 0 | 0 | 0 | 0 | 0 | 0 | 0 | 0 | 0 | 0 | 0 | 0 | 0 | 0 | 0 | 0 | 0 | 0 | 0 | 0 | 0 | 0 | 0 | 0.036 | 0.346 | 0 | 0 | 0 | 0.382
2023 | TN | 11789 | Maryville Utilities | TVA | 13 | 0.156 | 0 | 0 | AC | 0.062 | 0.094 | 0 | 0 | 0 | 0.156 | 0 | 0 | 0 | 0 | 0 | 0 | . | . | . | . | . | 0 | 0 | 0 | 0 | 0 | 0 | 0 | 0 | 0 | 0 | 0 | 0 | 0 | 0 | 0 | 0 | 0 | 0 | 0 | 0 | 0 | 0 | 0 | 0 | 0 | 0 | 0 | 0 | 0 | 0 | 0 | 0 | 0 | 0 | 0 | 0 | 0 | 0 | 0 | 0 | 0 | 0 | 0 | 0.062 | 0.094 | 0 | 0 | 0 | 0.156
2023 | TN | 12186 | McMinnville Electric System | TVA | 1 | 0.046 | 0 | 0 | AC | 0 | 0.046 | 0 | 0 | 0 | 0.046 | 0 | 0 | 0 | 0 | 0 | 0 | . | . | . | . | . | 0 | 0 | 0 | 0 | 0 | 0 | 0 | 0 | 0 | 0 | 0 | 0 | 0 | 0 | 0 | 0 | 0 | 0 | 0 | 0 | 0 | 0 | 0 | 0 | 0 | 0 | 0 | 0 | 0 | 0 | 0 | 0 | 0 | 0 | 0 | 0 | 0 | 0 | 0 | 0 | 0 | 0 | 0 | 0 | 0.046 | 0 | 0 | 0 | 0.046
2023 | TN | 12330 | Meriwether Lewis Electric Coop | TVA | 39 | 0.682 | 0 | 0 | AC | 0.191 | 0.491 | 0 | 0 | 0 | 0.682 | 0 | 0 | 0 | 0 | 0 | 0 | . | . | . | . | . | 0 | 0 | 0 | 0 | 0 | 0 | 0 | 0 | 0 | 0 | 0 | 0 | 0 | 0 | 0 | 0 | 0 | 0 | 0 | 0 | 0 | 0 | 0 | 0 | 0 | 0 | 0 | 0 | 0 | 0 | 0 | 0 | 0 | 0 | 0 | 0 | 0 | 0 | 0 | 0 | 0 | 0 | 0 | 0.191 | 0.491 | 0 | 0 | 0 | 0.682
2023 | TN | 12470 | Middle Tennessee E M C | TVA | 211 | 5.706 | 0 | 0 | AC | 1.38 | 4.319 | 0 | 0 | 0 | 5.699 | 0 | 0 | 0 | 0 | 0 | 0 | . | . | . | . | . | 0 | 0.007 | 0 | 0 | 0 | 0 | 0.007 | 0 | 0 | 0 | 0 | 0 | 0 | 0 | 0 | 0 | 0 | 0 | 0 | 0 | 0 | 0 | 0 | 0 | 0 | 0 | 0 | 0 | 0 | 0 | 0 | 0 | 0 | 0 | 0 | 0 | 0 | 0 | 0 | 0 | 0 | 0 | 0 | 1.387 | 4.319 | 0 | 0 | 0 | 5.706
2023 | TN | 12532 | City of Milan - (TN) | TVA | 8 | 0.169 | 0 | 0 | AC | 0.039 | 0.13 | 0 | 0 | 0 | 0.169 | 0 | 0 | 0 | 0 | 0 | 0 | . | . | . | . | . | 0 | 0 | 0 | 0 | 0 | 0 | 0 | 0 | 0 | 0 | 0 | 0 | 0 | 0 | 0 | 0 | 0 | 0 | 0 | 0 | 0 | 0 | 0 | 0 | 0 | 0 | 0 | 0 | 0 | 0 | 0 | 0 | 0 | 0 | 0 | 0 | 0 | 0 | 0 | 0 | 0 | 0 | 0 | 0.039 | 0.13 | 0 | 0 | 0 | 0.169
2023 | TN | 12988 | City of Morristown - (TN) | TVA | 9 | 0.117 | 0 | 0 | AC | 0.034 | 0.081 | 0 | 0 | 0 | 0.115 | 0 | 0 | 0 | 0 | 0 | 0 | . | . | . | . | . | 0 | 0 | 0.002 | 0 | 0 | 0 | 0.002 | 0 | 0 | 0 | 0 | 0 | 0 | 0 | 0 | 0 | 0 | 0 | 0 | 0 | 0 | 0 | 0 | 0 | 0 | 0 | 0 | 0 | 0 | 0 | 0 | 0 | 0 | 0 | 0 | 0 | 0 | 0 | 0 | 0 | 0 | 0 | 0 | 0.034 | 0.083 | 0 | 0 | 0 | 0.117
2023 | TN | 13027 | Mountain Electric Coop, Inc | TVA | 16 | 0.126 | 0 | 0 | AC | 0.079 | 0.044 | 0 | 0 | 0 | 0.123 | . | . | . | . | . | 0 | . | . | . | . | . | 0 | 0 | 0 | 0 | 0 | 0 | 0 | 0 | 0.003 | 0 | 0 | 0 | 0.003 | 0 | 0 | 0 | 0 | 0 | 0 | 0 | 0 | 0 | 0 | 0 | 0 | 0 | 0 | 0 | 0 | 0 | 0 | 0 | 0 | 0 | 0 | 0 | 0 | 0 | 0 | 0 | 0 | 0 | 0 | 0.079 | 0.047 | 0 | 0 | 0 | 0.126
2023 | TN | 13039 | City of Mt Pleasant - (TN) | TVA | 1 | 0.006 | 0 | 0 | AC | 0.006 | 0 | 0 | 0 | 0 | 0.006 | 0 | 0 | 0 | 0 | 0 | 0 | . | . | . | . | . | 0 | 0 | 0 | 0 | 0 | 0 | 0 | 0 | 0 | 0 | 0 | 0 | 0 | 0 | 0 | 0 | 0 | 0 | 0 | 0 | 0 | 0 | 0 | 0 | 0 | 0 | 0 | 0 | 0 | 0 | 0 | 0 | 0 | 0 | 0 | 0 | 0 | 0 | 0 | 0 | 0 | 0 | 0 | 0.006 | 0 | 0 | 0 | 0 | 0.006
2023 | TN | 13216 | Nashville Electric Service | TVA | 343 | 6.487 | 0 | 0 | AC | 1.655 | 4.827 | 0 | 0 | 0 | 6.482 | 0 | 0 | 0 | 0 | 0 | 0 | . | . | . | . | . | 0 | 0 | 0.005 | 0 | 0 | 0 | 0.005 | 0 | 0 | 0 | 0 | 0 | 0 | 0 | 0 | 0 | 0 | 0 | 0 | 0 | 0 | 0 | 0 | 0 | 0 | 0 | 0 | 0 | 0 | 0 | 0 | 0 | 0 | 0 | 0 | 0 | 0 | 0 | 0 | 0 | 0 | 0 | 0 | 1.655 | 4.832 | 0 | 0 | 0 | 6.487
2023 | TN | 13550 | City of Newport - (TN) | TVA | 28 | 0.842 | 0 | 0 | AC | 0.09 | 0.75 | 0 | 0 | 0 | 0.84 | 0 | 0 | 0 | 0 | 0 | 0 | . | . | . | . | . | 0 | 0.002 | 0 | 0 | 0 | 0 | 0.002 | 0 | 0 | 0 | 0 | 0 | 0 | 0 | 0 | 0 | 0 | 0 | 0 | 0 | 0 | 0 | 0 | 0 | 0 | 0 | 0 | 0 | 0 | 0 | 0 | 0 | 0 | 0 | 0 | 0 | 0 | 0 | 0 | 0 | 0 | 0 | 0 | 0.092 | 0.75 | 0 | 0 | 0 | 0.842
2023 | TN | 13933 | City of Oak Ridge | TVA | 17 | 0.434 | 0 | 0 | AC | 0.078 | 0.356 | 0 | 0 | 0 | 0.434 | 0 | 0 | 0 | 0 | 0 | 0 | . | . | . | . | . | 0 | 0 | 0 | 0 | 0 | 0 | 0 | 0 | 0 | 0 | 0 | 0 | 0 | 0 | 0 | 0 | 0 | 0 | 0 | 0 | 0 | 0 | 0 | 0 | 0 | 0 | 0 | 0 | 0 | 0 | 0 | 0 | 0 | 0 | 0 | 0 | 0 | 0 | 0 | 0 | 0 | 0 | 0 | 0.078 | 0.356 | 0 | 0 | 0 | 0.434
2023 | TN | 14455 | City of Paris - (TN) | TVA | 27 | 0.422 | 0 | 0 | AC | 0.129 | 0.291 | 0 | 0 | 0 | 0.42 | 0 | 0 | 0 | 0 | 0 | 0 | . | . | . | . | . | 0 | 0.002 | 0 | 0 | 0 | 0 | 0.002 | 0 | 0 | 0 | 0 | 0 | 0 | 0 | 0 | 0 | 0 | 0 | 0 | 0 | 0 | 0 | 0 | 0 | 0 | 0 | 0 | 0 | 0 | 0 | 0 | 0 | 0 | 0 | 0 | 0 | 0 | 0 | 0 | 0 | 0 | 0 | 0 | 0.131 | 0.291 | 0 | 0 | 0 | 0.422
2023 | TN | 15016 | Pickwick Electric Coop | TVA | 2 | 0.017 | 0 | 0 | AC | 0.017 | 0 | 0 | 0 | 0 | 0.017 | 0 | 0 | 0 | 0 | 0 | 0 | . | . | . | . | . | 0 | 0 | 0 | 0 | 0 | 0 | 0 | 0 | 0 | 0 | 0 | 0 | 0 | 0 | 0 | 0 | 0 | 0 | 0 | 0 | 0 | 0 | 0 | 0 | 0 | 0 | 0 | 0 | 0 | 0 | 0 | 0 | 0 | 0 | 0 | 0 | 0 | 0 | 0 | 0 | 0 | 0 | 0 | 0.017 | 0 | 0 | 0 | 0 | 0.017
2023 | TN | 15141 | Plateau Electric Cooperative | TVA | 3 | 0.052 | 0 | 0 | AC | 0.005 | 0.047 | 0 | 0 | 0 | 0.052 | 0 | 0 | 0 | 0 | 0 | 0 | . | . | . | . | . | 0 | 0 | 0 | 0 | 0 | 0 | 0 | 0 | 0 | 0 | 0 | 0 | 0 | 0 | 0 | 0 | 0 | 0 | 0 | 0 | 0 | 0 | 0 | 0 | 0 | 0 | 0 | 0 | 0 | 0 | 0 | 0 | 0 | 0 | 0 | 0 | 0 | 0 | 0 | 0 | 0 | 0 | 0 | 0.005 | 0.047 | 0 | 0 | 0 | 0.052
2023 | TN | 15293 | Powell Valley Electric Coop | TVA | 17 | 0.377 | 0 | 0 | AC | 0.081 | 0.296 | 0 | 0 | 0 | 0.377 | . | . | . | . | . | 0 | . | . | . | . | . | 0 | 0 | 0 | 0 | 0 | 0 | 0 | 0 | 0 | 0 | 0 | 0 | 0 | 0 | 0 | 0 | 0 | 0 | 0 | 0 | 0 | 0 | 0 | 0 | 0 | 0 | 0 | 0 | 0 | 0 | 0 | 0 | 0 | 0 | 0 | 0 | 0 | 0 | 0 | 0 | 0 | 0 | 0 | 0.081 | 0.296 | 0 | 0 | 0 | 0.377
2023 | TN | 15507 | City of Pulaski - (TN) | TVA | 26 | 2.133 | 0 | 0 | AC | 0.101 | 2.032 | 0 | 0 | 0 | 2.133 | 0 | 0 | 0 | 0 | 0 | 0 | . | . | . | . | . | 0 | 0 | 0 | 0 | 0 | 0 | 0 | 0 | 0 | 0 | 0 | 0 | 0 | 0 | 0 | 0 | 0 | 0 | 0 | 0 | 0 | 0 | 0 | 0 | 0 | 0 | 0 | 0 | 0 | 0 | 0 | 0 | 0 | 0 | 0 | 0 | 0 | 0 | 0 | 0 | 0 | 0 | 0 | 0.101 | 2.032 | 0 | 0 | 0 | 2.133
2023 | TN | 16223 | City of Rockwood - (TN) | TVA | 12 | 0.216 | 0 | 0 | AC | 0.054 | 0.162 | 0 | 0 | 0 | 0.216 | 0 | 0 | 0 | 0 | 0 | 0 | . | . | . | . | . | 0 | 0 | 0 | 0 | 0 | 0 | 0 | 0 | 0 | 0 | 0 | 0 | 0 | 0 | 0 | 0 | 0 | 0 | 0 | 0 | 0 | 0 | 0 | 0 | 0 | 0 | 0 | 0 | 0 | 0 | 0 | 0 | 0 | 0 | 0 | 0 | 0 | 0 | 0 | 0 | 0 | 0 | 0 | 0.054 | 0.162 | 0 | 0 | 0 | 0.216
2023 | TN | 16930 | Sequachee Valley Electric Coop | TVA | 56 | 1.237 | 0 | 0 | AC | 0.555 | 0.682 | 0 | 0 | 0 | 1.237 | 0 | 0 | 0 | 0 | 0 | 0 | . | . | . | . | . | 0 | 0 | 0 | 0 | 0 | 0 | 0 | 0 | 0 | 0 | 0 | 0 | 0 | 0 | 0 | 0 | 0 | 0 | 0 | 0 | 0 | 0 | 0 | 0 | 0 | 0 | 0 | 0 | 0 | 0 | 0 | 0 | 0 | 0 | 0 | 0 | 0 | 0 | 0 | 0 | 0 | 0 | 0 | 0.555 | 0.682 | 0 | 0 | 0 | 1.237
2023 | TN | 16949 | Sevier County Electric System | TVA | 42 | 0.474 | 0 | 0 | AC | 0.215 | 0.259 | 0 | 0 | 0 | 0.474 | 0 | 0 | 0 | 0 | 0 | 0 | . | . | . | . | . | 0 | 0 | 0 | 0 | 0 | 0 | 0 | 0 | 0 | 0 | 0 | 0 | 0 | 0 | 0 | 0 | 0 | 0 | 0 | 0 | 0 | 0 | 0 | 0 | 0 | 0 | 0 | 0 | 0 | 0 | 0 | 0 | 0 | 0 | 0 | 0 | 0 | 0 | 0 | 0 | 0 | 0 | 0 | 0.215 | 0.259 | 0 | 0 | 0 | 0.474
2023 | TN | 17047 | City of Shelbyville - (TN) | TVA | 1 | 0.049 | 0 | 0 | AC | 0 | 0.049 | 0 | 0 | 0 | 0.049 | 0 | 0 | 0 | 0 | 0 | 0 | . | . | . | . | . | 0 | 0 | 0 | 0 | 0 | 0 | 0 | 0 | 0 | 0 | 0 | 0 | 0 | 0 | 0 | 0 | 0 | 0 | 0 | 0 | 0 | 0 | 0 | 0 | 0 | 0 | 0 | 0 | 0 | 0 | 0 | 0 | 0 | 0 | 0 | 0 | 0 | 0 | 0 | 0 | 0 | 0 | 0 | 0 | 0.049 | 0 | 0 | 0 | 0.049
2023 | TN | 17452 | City of Smithville - (TN) | TVA | 1 | 0.024 | 0 | 0 | AC | 0 | 0.024 | 0 | 0 | 0 | 0.024 | 0 | 0 | 0 | 0 | 0 | 0 | . | . | . | . | . | 0 | 0 | 0 | 0 | 0 | 0 | 0 | 0 | 0 | 0 | 0 | 0 | 0 | 0 | 0 | 0 | 0 | 0 | 0 | 0 | 0 | 0 | 0 | 0 | 0 | 0 | 0 | 0 | 0 | 0 | 0 | 0 | 0 | 0 | 0 | 0 | 0 | 0 | 0 | 0 | 0 | 0 | 0 | 0 | 0.024 | 0 | 0 | 0 | 0.024
2023 | TN | 17694 | Southwest Tennessee E M C | TVA | 22 | 0.496 | 0 | 0 | AC | 0.102 | 0.394 | 0 | 0 | 0 | 0.496 | 0 | 0 | 0 | 0 | 0 | 0 | . | . | . | . | . | 0 | 0 | 0 | 0 | 0 | 0 | 0 | 0 | 0 | 0 | 0 | 0 | 0 | 0 | 0 | 0 | 0 | 0 | 0 | 0 | 0 | 0 | 0 | 0 | 0 | 0 | 0 | 0 | 0 | 0 | 0 | 0 | 0 | 0 | 0 | 0 | 0 | 0 | 0 | 0 | 0 | 0 | 0 | 0.102 | 0.394 | 0 | 0 | 0 | 0.496
2023 | TN | 17740 | City of Sparta | TVA | 1 | 0.018 | 0 | 0 | AC | 0.018 | 0 | 0 | 0 | 0 | 0.018 | 0 | 0 | 0 | 0 | 0 | 0 | . | . | . | . | . | 0 | 0 | 0 | 0 | 0 | 0 | 0 | 0 | 0 | 0 | 0 | 0 | 0 | 0 | 0 | 0 | 0 | 0 | 0 | 0 | 0 | 0 | 0 | 0 | 0 | 0 | 0 | 0 | 0 | 0 | 0 | 0 | 0 | 0 | 0 | 0 | 0 | 0 | 0 | 0 | 0 | 0 | 0 | 0.018 | 0 | 0 | 0 | 0 | 0.018
2023 | TN | 17829 | City of Springfield - (TN) | TVA | 4 | 0.068 | 0 | 0 | AC | 0.015 | 0.053 | 0 | 0 | 0 | 0.068 | 0 | 0 | 0 | 0 | 0 | 0 | . | . | . | . | . | 0 | 0 | 0 | 0 | 0 | 0 | 0 | 0 | 0 | 0 | 0 | 0 | 0 | 0 | 0 | 0 | 0 | 0 | 0 | 0 | 0 | 0 | 0 | 0 | 0 | 0 | 0 | 0 | 0 | 0 | 0 | 0 | 0 | 0 | 0 | 0 | 0 | 0 | 0 | 0 | 0 | 0 | 0 | 0.015 | 0.053 | 0 | 0 | 0 | 0.068
2023 | TN | 18006 | City of Starkville | TVA | 5 | 0.305 | 0 | 0 | AC | 0.005 | 0.3 | 0 | 0 | 0 | 0.305 | 0 | 0 | 0 | 0 | 0 | 0 | . | . | . | . | . | 0 | 0 | 0 | 0 | 0 | 0 | 0 | 0 | 0 | 0 | 0 | 0 | 0 | 0 | 0 | 0 | 0 | 0 | 0 | 0 | 0 | 0 | 0 | 0 | 0 | 0 | 0 | 0 | 0 | 0 | 0 | 0 | 0 | 0 | 0 | 0 | 0 | 0 | 0 | 0 | 0 | 0 | 0 | 0.005 | 0.3 | 0 | 0 | 0 | 0.305
2023 | TN | 18384 | City of Sweetwater | TVA | 13 | 0.281 | 0 | 0 | AC | 0.127 | 0.154 | 0 | 0 | 0 | 0.281 | 0 | 0 | 0 | 0 | 0 | 0 | . | . | . | . | . | 0 | 0 | 0 | 0 | 0 | 0 | 0 | 0 | 0 | 0 | 0 | 0 | 0 | 0 | 0 | 0 | 0 | 0 | 0 | 0 | 0 | 0 | 0 | 0 | 0 | 0 | 0 | 0 | 0 | 0 | 0 | 0 | 0 | 0 | 0 | 0 | 0 | 0 | 0 | 0 | 0 | 0 | 0 | 0.127 | 0.154 | 0 | 0 | 0 | 0.281
2023 | TN | 18643 | Tennessee Valley Electric Coop | TVA | 9 | 0.074 | 0 | 0 | AC | 0.053 | 0.021 | 0 | 0 | 0 | 0.074 | 0 | 0 | 0 | 0 | 0 | 0 | . | . | . | . | . | 0 | 0 | 0 | 0 | 0 | 0 | 0 | 0 | 0 | 0 | 0 | 0 | 0 | 0 | 0 | 0 | 0 | 0 | 0 | 0 | 0 | 0 | 0 | 0 | 0 | 0 | 0 | 0 | 0 | 0 | 0 | 0 | 0 | 0 | 0 | 0 | 0 | 0 | 0 | 0 | 0 | 0 | 0 | 0.053 | 0.021 | 0 | 0 | 0 | 0.074
2023 | TN | 19154 | Tri-State Electric Member Corp | TVA | 9 | 0.165 | 0 | 0 | AC | 0.072 | 0.093 | 0 | 0 | 0 | 0.165 | . | . | . | . | . | 0 | . | . | . | . | . | 0 | 0 | 0 | 0 | 0 | 0 | 0 | 0 | 0 | 0 | 0 | 0 | 0 | 0 | 0 | 0 | 0 | 0 | 0 | 0 | 0 | 0 | 0 | 0 | 0 | 0 | 0 | 0 | 0 | 0 | 0 | 0 | 0 | 0 | 0 | 0 | 0 | 0 | 0 | 0 | 0 | 0 | 0 | 0.072 | 0.093 | 0 | 0 | 0 | 0.165
2023 | TN | 19162 | Tri-County Elec Member Corp (TN) | TVA | 8 | 0.074 | 0 | 0 | AC | 0.067 | 0.007 | 0 | 0 | 0 | 0.074 | . | . | . | . | . | 0 | . | . | . | . | . | 0 | 0 | 0 | 0 | 0 | 0 | 0 | 0 | 0 | 0 | 0 | 0 | 0 | 0 | 0 | 0 | 0 | 0 | 0 | 0 | 0 | 0 | 0 | 0 | 0 | 0 | 0 | 0 | 0 | 0 | 0 | 0 | 0 | 0 | 0 | 0 | 0 | 0 | 0 | 0 | 0 | 0 | 0 | 0.067 | 0.007 | 0 | 0 | 0 | 0.074
2023 | TN | 19266 | Tullahoma Board-Public Utils | TVA | 4 | 0.074 | 0 | 0 | AC | 0.024 | 0.05 | 0 | 0 | 0 | 0.074 | 0 | 0 | 0 | 0 | 0 | 0 | . | . | . | . | . | 0 | 0 | 0 | 0 | 0 | 0 | 0 | 0 | 0 | 0 | 0 | 0 | 0 | 0 | 0 | 0 | 0 | 0 | 0 | 0 | 0 | 0 | 0 | 0 | 0 | 0 | 0 | 0 | 0 | 0 | 0 | 0 | 0 | 0 | 0 | 0 | 0 | 0 | 0 | 0 | 0 | 0 | 0 | 0.024 | 0.05 | 0 | 0 | 0 | 0.074
2023 | TN | 19430 | City of Union City | TVA | 2 | 0.015 | 0 | 0 | AC | 0.015 | 0 | 0 | 0 | 0 | 0.015 | 0 | 0 | 0 | 0 | 0 | 0 | . | . | . | . | . | 0 | 0 | 0 | 0 | 0 | 0 | 0 | 0 | 0 | 0 | 0 | 0 | 0 | 0 | 0 | 0 | 0 | 0 | 0 | 0 | 0 | 0 | 0 | 0 | 0 | 0 | 0 | 0 | 0 | 0 | 0 | 0 | 0 | 0 | 0 | 0 | 0 | 0 | 0 | 0 | 0 | 0 | 0 | 0.015 | 0 | 0 | 0 | 0 | 0.015
2023 | TN | 19574 | Upper Cumberland E M C | TVA | 37 | 0.436 | 0 | 0 | AC | 0.209 | 0.227 | 0 | 0 | 0 | 0.436 | 0 | 0 | 0 | 0 | 0 | 0 | . | . | . | . | . | 0 | 0 | 0 | 0 | 0 | 0 | 0 | 0 | 0 | 0 | 0 | 0 | 0 | 0 | 0 | 0 | 0 | 0 | 0 | 0 | 0 | 0 | 0 | 0 | 0 | 0 | 0 | 0 | 0 | 0 | 0 | 0 | 0 | 0 | 0 | 0 | 0 | 0 | 0 | 0 | 0 | 0 | 0 | 0.209 | 0.227 | 0 | 0 | 0 | 0.436
2023 | TN | 19898 | Volunteer Electric Coop | TVA | 181 | 3.078 | 0 | 0 | AC | 1.997 | 1.081 | 0 | 0 | 0 | 3.078 | 0 | 0 | 0 | 0 | 0 | 0 | . | . | . | . | . | 0 | 0 | 0 | 0 | 0 | 0 | 0 | 0 | 0 | 0 | 0 | 0 | 0 | 0 | 0 | 0 | 0 | 0 | 0 | 0 | 0 | 0 | 0 | 0 | 0 | 0 | 0 | 0 | 0 | 0 | 0 | 0 | 0 | 0 | 0 | 0 | 0 | 0 | 0 | 0 | 0 | 0 | 0 | 1.997 | 1.081 | 0 | 0 | 0 | 3.078
2023 | TN | 20228 | Weakley County Mun Elec Sys | TVA | 9 | 0.144 | 0 | 0 | AC | 0.057 | 0.087 | 0 | 0 | 0 | 0.144 | 0 | 0 | 0 | 0 | 0 | 0 | . | . | . | . | . | 0 | 0 | 0 | 0 | 0 | 0 | 0 | 0 | 0 | 0 | 0 | 0 | 0 | 0 | 0 | 0 | 0 | 0 | 0 | 0 | 0 | 0 | 0 | 0 | 0 | 0 | 0 | 0 | 0 | 0 | 0 | 0 | 0 | 0 | 0 | 0 | 0 | 0 | 0 | 0 | 0 | 0 | 0 | 0.057 | 0.087 | 0 | 0 | 0 | 0.144
2023 | TN | 20793 | City of Winchester - (TN) | TVA | 3 | 0.069 | 0 | 0 | AC | 0.01 | 0.059 | 0 | 0 | 0 | 0.069 | 0 | 0 | 0 | 0 | 0 | 0 | . | . | . | . | . | 0 | 0 | 0 | 0 | 0 | 0 | 0 | 0 | 0 | 0 | 0 | 0 | 0 | 0 | 0 | 0 | 0 | 0 | 0 | 0 | 0 | 0 | 0 | 0 | 0 | 0 | 0 | 0 | 0 | 0 | 0 | 0 | 0 | 0 | 0 | 0 | 0 | 0 | 0 | 0 | 0 | 0 | 0 | 0.01 | 0.059 | 0 | 0 | 0 | 0.069
2023 | TN | 40166 | Chickasaw Electric Coop, Inc | TVA | 12 | 0.121 | 0 | 0 | AC | 0.121 | 0 | 0 | 0 | 0 | 0.121 | 0 | 0 | 0 | 0 | 0 | 0 | . | . | . | . | . | 0 | 0 | 0 | 0 | 0 | 0 | 0 | 0 | 0 | 0 | 0 | 0 | 0 | 0 | 0 | 0 | 0 | 0 | 0 | 0 | 0 | 0 | 0 | 0 | 0 | 0 | 0 | 0 | 0 | 0 | 0 | 0 | 0 | 0 | 0 | 0 | 0 | 0 | 0 | 0 | 0 | 0 | 0 | 0.121 | 0 | 0 | 0 | 0 | 0.121
2023 | TN | 40236 | Forked Deer Electric Coop, Inc | TVA | 5 | 0.02 | 0 | 0 | AC | 0.019 | 0 | 0 | 0 | 0 | 0.019 | 0 | 0 | 0 | 0 | 0 | 0 | . | . | . | . | . | 0 | 0.001 | 0 | 0 | 0 | 0 | 0.001 | 0 | 0 | 0 | 0 | 0 | 0 | 0 | 0 | 0 | 0 | 0 | 0 | 0 | 0 | 0 | 0 | 0 | 0 | 0 | 0 | 0 | 0 | 0 | 0 | 0 | 0 | 0 | 0 | 0 | 0 | 0 | 0 | 0 | 0 | 0 | 0 | 0.02 | 0 | 0 | 0 | 0 | 0.02
2023 | TX | 1015 | Austin Energy | ERCO | 16008 | 129.646 | 0 | 0.958 | AC | 87.252 | 34.061 | . | . | 1.581 | 122.894 | 6.743 | 0.009 | . | . | . | 6.752 | 17.539 | 0.021 | . | . | . | 17.56 | . | . | . | . | . | 0 | . | . | . | . | . | 0 | . | . | . | . | . | 0 | . | . | . | . | . | 0 | . | . | . | . | . | 0 | . | . | . | . | . | 0 | . | . | . | . | . | 0 | 93.995 | 34.07 | 0 | 0 | 1.581 | 129.646
2023 | TX | 1169 | Bailey County Elec Coop Assn | SWPP | 39 | 4.4 | . | . |  | . | . | . | . | . | 0 | . | . | . | . | . | 0 | . | . | . | . | . | 0 | . | . | . | . | . | 0 | . | . | . | . | . | 0 | . | . | . | . | . | 0 | 0.25 | 3.59 | 0.56 | . | . | 4.4 | . | . | . | . | . | 0 | . | . | . | . | . | 0 | . | . | . | . | . | 0 | 0.25 | 3.59 | 0.56 | 0 | 0 | 4.4
2023 | TX | 1273 | Bartlett Electric Coop, Inc | ERCO | 5 | 2.447 | 0.797 | 0.797 | AC | . | . | . | . | 1.65 | 1.65 | . | . | . | . | . | 0 | . | . | . | . | . | 0 | . | . | . | . | . | 0 | . | . | . | . | . | 0 | . | . | . | . | . | 0 | . | 0.797 | . | . | . | 0.797 | . | . | . | . | . | 0 | . | . | . | . | . | 0 | . | . | . | . | . | 0 | 0 | 0.797 | 0 | 0 | 1.65 | 2.447
2023 | TX | 1892 | Bluebonnet Electric Coop, Inc | ERCO | 2990 | 34.708 | . | . | AC | 21.716 | 10.685 | . | . | . | 32.401 | 2.265 | 0.042 | . | . | . | 2.307 | . | . | . | . | . | 0 | . | . | . | . | . | 0 | . | . | . | . | . | 0 | . | . | . | . | . | 0 | . | . | . | . | . | 0 | . | . | . | . | . | 0 | . | . | . | . | . | 0 | . | . | . | . | . | 0 | 23.981 | 10.727 | 0 | 0 | 0 | 34.708
2023 | TX | 2049 | Bowie-Cass Electric Coop, Inc | SWPP | 116 | 0.877 | . | . | AC | 0.696 | 0.181 | . | . | . | 0.877 | . | . | . | . | . | 0 | . | . | . | . | . | 0 | . | . | . | . | . | 0 | . | . | . | . | . | 0 | . | . | . | . | . | 0 | . | . | . | . | . | 0 | . | . | . | . | . | 0 | . | . | . | . | . | 0 | . | . | . | . | . | 0 | 0.696 | 0.181 | 0 | 0 | 0 | 0.877
2023 | TX | 3278 | AEP Texas Central Company | ERCO | 20910 | 220.629 | . | . | AC | 182.022 | 12.939 | 0.795 | . | . | 195.756 | 3.638 | 0.026 | . | . | . | 3.664 | 9.427 | 0.042 | . | . | . | 9.469 | 0.127 | 0.316 | 0.01 | . | . | 0.453 | . | . | . | . | . | 0 | . | . | . | . | . | 0 | . | 20.625 | . | . | . | 20.625 | . | . | . | . | . | 0 | . | . | . | . | . | 0 | 0.07 | 0.061 | . | . | . | 0.131 | 185.857 | 33.967 | 0.805 | 0 | 0 | 220.629
2023 | TX | 4146 | Concho Valley Elec Coop Inc | ERCO | 118 | 1.74 | . | . | DC | 1.416 | 0.079 | . | . | . | 1.495 | 0.245 | . | . | . | . | 0.245 | 0.379 | . | . | . | . | 0.379 | . | . | . | . | . | 0 | . | . | . | . | . | 0 | . | . | . | . | . | 0 | . | . | . | . | . | 0 | . | . | . | . | . | 0 | . | . | . | . | . | 0 | . | . | . | . | . | 0 | 1.661 | 0.079 | 0 | 0 | 0 | 1.74
2023 | TX | 5063 | City of Denton - (TX) | ERCO | 7 | 0.315 | . | . | AC | . | 0.01 | . | . | . | 0.01 | . | . | . | . | . | 0 | . | . | . | . | . | 0 | . | 0.305 | . | . | . | 0.305 | . | . | . | . | . | 0 | . | . | . | . | . | 0 | . | . | . | . | . | 0 | . | . | . | . | . | 0 | . | . | . | . | . | 0 | . | . | . | . | . | 0 | 0 | 0.315 | 0 | 0 | 0 | 0.315
2023 | TX | 5078 | Denton County Elec Coop, Inc | ERCO | 21 | 14.9 | . | . | DC | . | . | . | . | . | 0 | . | . | . | . | . | 0 | . | . | . | . | . | 0 | . | . | . | . | . | 0 | . | . | . | . | . | 0 | . | . | . | . | . | 0 | . | 14.9 | . | . | . | 14.9 | . | . | . | . | . | 0 | . | . | . | . | . | 0 | . | . | . | . | . | 0 | 0 | 14.9 | 0 | 0 | 0 | 14.9
2023 | TX | 6182 | Farmers Electric Coop, Inc - (TX) | ERCO | 9 | 7.833 | . | 7.833 | AC | . | . | . | . | 7.833 | 7.833 | . | . | . | . | . | 0 | . | . | . | . | . | 0 | . | . | . | . | . | 0 | . | . | . | . | . | 0 | . | . | . | . | . | 0 | . | . | . | . | . | 0 | . | . | . | . | . | 0 | . | . | . | . | . | 0 | . | . | . | . | . | 0 | 0 | 0 | 0 | 0 | 7.833 | 7.833
2023 | TX | 8898 | Houston County Elec Coop Inc | ERCO | 102 | 1.84 | . | . | AC | 0.85 | . | . | . | 0.99 | 1.84 | . | . | . | . | . | 0 | . | . | . | . | . | 0 | . | . | . | . | . | 0 | . | . | . | . | . | 0 | . | . | . | . | . | 0 | . | . | . | . | . | 0 | . | . | . | . | . | 0 | . | . | . | . | . | 0 | . | . | . | . | . | 0 | 0.85 | 0 | 0 | 0 | 0.99 | 1.84
2023 | TX | 8901 | CenterPoint Energy | ERCO | 46132 | 421.032 | 3.8 | 0 | AC | 384.531 | 12.307 | 0 | 0 | 0 | 396.838 | 6.188 | 0.054 | 0 | 0 | 0 | 6.242 | 100.711 | 1.506 | 0 | 0 | 0 | 102.217 | 0.032 | 0.04 | 0 | 0 | 0 | 0.072 | 0 | 0.112 | 0 | 0 | 0 | 0.112 | 0 | 0 | 0 | 0 | 0 | 0 | 0.04 | 17.728 | 0 | 0 | 0 | 17.768 | 0 | 0 | 0 | 0 | 0 | 0 | 0 | 0 | 0 | 0 | 0 | 0 | 0 | 0 | 0 | 0 | 0 | 0 | 390.791 | 30.241 | 0 | 0 | 0 | 421.032
2023 | TX | 10625 | Lamb County Electric Coop, Inc | SWPP | 7 | 0.067 | . | . | AC | 0.065 | . | . | . | . | 0.065 | . | . | . | . | . | 0 | . | . | . | . | . | 0 | 0.002 | . | . | . | . | 0.002 | . | . | . | . | . | 0 | . | . | . | . | . | 0 | . | . | . | . | . | 0 | . | . | . | . | . | 0 | . | . | . | . | . | 0 | . | . | . | . | . | 0 | 0.067 | 0 | 0 | 0 | 0 | 0.067
2023 | TX | 10649 | Lamar County Elec Coop Assn | ERCO | 78 | 0.748 | . | . | DC | 0.748 | . | . | . | . | 0.748 | . | . | . | . | . | 0 | . | . | . | . | . | 0 | . | . | . | . | . | 0 | . | . | . | . | . | 0 | . | . | . | . | . | 0 | . | . | . | . | . | 0 | . | . | . | . | . | 0 | . | . | . | . | . | 0 | . | . | . | . | . | 0 | 0.748 | 0 | 0 | 0 | 0 | 0.748
2023 | TX | 11501 | Magic Valley Electric Coop Inc | ERCO | 6 | 5.955 | . | . | AC | . | . | . | . | 5.955 | 5.955 | . | . | . | . | . | 0 | . | . | . | . | . | 0 | . | . | . | . | . | 0 | . | . | . | . | . | 0 | . | . | . | . | . | 0 | . | . | . | . | . | 0 | . | . | . | . | . | 0 | . | . | . | . | . | 0 | . | . | . | . | . | 0 | 0 | 0 | 0 | 0 | 5.955 | 5.955
2023 | TX | 16638 | San Bernard Electric Coop, Inc | ERCO | 6 | 0.652 | 0.652 | 0.652 | AC | . | . | . | . | . | 0 | . | . | . | . | . | 0 | . | . | . | . | . | 0 | . | . | . | . | . | 0 | . | . | . | . | . | 0 | . | . | . | . | . | 0 | . | . | . | . | 0.652 | 0.652 | . | . | . | . | . | 0 | . | . | . | . | . | 0 | . | . | . | . | . | 0 | 0 | 0 | 0 | 0 | 0.652 | 0.652
2023 | TX | 16900 | City of Seguin - (TX) | ERCO | 91 | 5.66 | . | . | AC | 0.636 | 5.024 | . | . | . | 5.66 | . | . | . | . | . | 0 | . | . | . | . | . | 0 | . | . | . | . | . | 0 | . | . | . | . | . | 0 | . | . | . | . | . | 0 | . | . | . | . | . | 0 | . | . | . | . | . | 0 | . | . | . | . | . | 0 | . | . | . | . | . | 0 | 0.636 | 5.024 | 0 | 0 | 0 | 5.66
2023 | TX | 17698 | Southwestern Electric Power Co | SWPP | 833 | 7.745 | . | . | AC | 5.991 | 0.48 | 0.871 | . | . | 7.342 | 0.36 | . | . | . | . | 0.36 | 0.929 | . | . | . | . | 0.929 | . | . | . | . | . | 0 | . | . | . | . | . | 0 | . | . | . | . | . | 0 | . | . | . | . | . | 0 | . | . | . | . | . | 0 | . | . | . | . | . | 0 | 0.043 | . | . | . | . | 0.043 | 6.394 | 0.48 | 0.871 | 0 | 0 | 7.745
2023 | TX | 19490 | United Electric Coop Service Inc - (TX) | ERCO | 1 | 0.26 | . | . | DC | . | 0.26 | . | . | . | 0.26 | . | . | . | . | . | 0 | . | . | . | . | . | 0 | . | . | . | . | . | 0 | . | . | . | . | . | 0 | . | . | . | . | . | 0 | . | . | . | . | . | 0 | . | . | . | . | . | 0 | . | . | . | . | . | 0 | . | . | . | . | . | 0 | 0 | 0.26 | 0 | 0 | 0 | 0.26
2023 | TX | 20404 | AEP Texas North Company | ERCO | 3989 | 33.396 | . | . | AC | 30.13 | 2.05 | 0.143 | . | . | 32.323 | 0.658 | . | 0.015 | . | . | 0.673 | 1.659 | . | 0.016 | . | . | 1.675 | 0.08 | 0.151 | 0.004 | . | . | 0.235 | . | . | . | . | . | 0 | . | . | . | . | . | 0 | . | 0.16 | . | . | . | 0.16 | . | . | . | . | . | 0 | . | . | . | . | . | 0 | 0.005 | . | . | . | . | 0.005 | 30.873 | 2.361 | 0.162 | 0 | 0 | 33.396
2023 | TX | 40051 | Texas-New Mexico Power Co | ERCO | 5475 | 65.321 | 0.4 | 0 | DC | 55.863 | 2.716 | . | . | . | 58.579 | 6.206 | 0.055 | . | . | . | 6.261 | 3.121 | 0.013 | . | . | . | 3.134 | 0.023 | 0.036 | . | . | . | 0.059 | . | . | . | . | . | 0 | . | . | . | . | . | 0 | . | 0.022 | . | . | . | 0.022 | . | . | . | . | . | 0 | . | 0.4 | . | . | . | 0.4 | . | . | . | . | . | 0 | 62.092 | 3.229 | 0 | 0 | 0 | 65.321
2023 | TX | 44372 | Oncor Electric Delivery Company LLC | ERCO | 106016 | 1047.391 | . | . | AC | 849.73 | 97.021 | . | . | . | 946.751 | 90.254 | 1.393 | . | . | . | 91.647 | . | . | . | . | . | 0 | 1.027 | 0.725 | . | . | . | 1.752 | . | . | . | . | . | 0 | . | . | . | . | . | 0 | . | . | . | . | . | 0 | . | . | . | . | . | 0 | . | . | . | . | . | 0 | 0.298 | 6.943 | . | . | . | 7.241 | 941.309 | 106.082 | 0 | 0 | 0 | 1047.391
2023 | TX | 55937 | Entergy Texas Inc. | MISO | 4 | 1.67 | . | 0.6 | DC | . | 1.07 | . | . | . | 1.07 | . | . | . | . | . | 0 | . | . | . | . | . | 0 | . | . | . | . | . | 0 | . | . | . | . | . | 0 | . | . | . | . | . | 0 | . | . | . | . | 0.6 | 0.6 | . | . | . | . | . | 0 | . | . | . | . | . | 0 | . | . | . | . | . | 0 | 0 | 1.07 | 0 | 0 | 0.6 | 1.67
2023 | TX | 99999 | State Adjustment | ERCO | . | -7.185 | . | . |  | -6.652 | -0.533 | . | . | . | -7.185 | . | . | . | . | . | . | . | . | . | . | . | . | . | . | . | . | . | . | . | . | . | . | . | . | . | . | . | . | . | . | . | . | . | . | . | . | . | . | . | . | . | . | . | . | . | . | . | . | . | . | . | . | . | . | -6.652 | -0.533 | . | . | . | -7.185
2023 | TX | 99999 | State Adjustment | MISO | . | -0.187 | . | . |  | . | -0.187 | . | . | . | -0.187 | . | . | . | . | . | . | . | . | . | . | . | . | . | . | . | . | . | . | . | . | . | . | . | . | . | . | . | . | . | . | . | . | . | . | . | . | . | . | . | . | . | . | . | . | . | . | . | . | . | . | . | . | . | . | . | -0.187 | . | . | . | -0.187
2023 | UT | 2010 | City of Bountiful | PACE | 42 | 0.296 | . | . | DC | 0.296 | . | . | . | . | 0.296 | . | . | . | . | . | 0 | . | . | . | . | . | 0 | . | . | . | . | . | 0 | . | . | . | . | . | 0 | . | . | . | . | . | 0 | . | . | . | . | . | 0 | . | . | . | . | . | 0 | . | . | . | . | . | 0 | . | . | . | . | . | 0 | 0.296 | 0 | 0 | 0 | 0 | 0.296
2023 | UT | 10879 | Lehi City Corporation | PACE | 1 | 0.8 | 0.8 | 0.8 |  | . | . | . | . | . | 0 | . | . | . | . | . | 0 | . | . | . | . | . | 0 | . | . | . | . | . | 0 | . | . | . | . | . | 0 | . | . | . | . | . | 0 | . | 0.8 | . | . | . | 0.8 | . | . | . | . | . | 0 | . | . | . | . | . | 0 | . | . | . | . | . | 0 | 0 | 0.8 | 0 | 0 | 0 | 0.8
2023 | UT | 11135 | City of Logan - (UT) | PACE | 3 | 1.62 | . | . | DC | . | . | . | . | 0.12 | 0.12 | . | . | . | . | . | 0 | . | . | . | . | . | 0 | . | . | . | . | . | 0 | . | . | . | . | 1.5 | 1.5 | . | . | . | . | . | 0 | . | . | . | . | . | 0 | . | . | . | . | . | 0 | . | . | . | . | . | 0 | . | . | . | . | . | 0 | 0 | 0 | 0 | 0 | 1.62 | 1.62
2023 | UT | 14354 | PacifiCorp | PACE | 10 | 3.986 | . | . | AC | . | . | . | . | 1.48 | 1.48 | . | . | . | . | 0.25 | 0.25 | . | . | . | . | 0.25 | 0.25 | . | . | . | . | . | 0 | . | . | . | . | 1.606 | 1.606 | . | . | . | . | . | 0 | . | . | . | . | . | 0 | . | . | . | . | . | 0 | . | . | . | . | 0.65 | 0.65 | . | . | . | . | . | 0 | 0 | 0 | 0 | 0 | 3.986 | 3.986
2023 | UT | 17845 | City of Springville - (UT) | PACE | 3 | 1 | 0 | 1 |  | . | . | . | . | . | 0 | . | . | . | . | . | 0 | . | . | . | . | . | 0 | . | . | . | . | . | 0 | . | . | . | . | 1 | 1 | . | . | . | . | . | 0 | . | . | . | . | . | 0 | . | . | . | . | . | 0 | . | . | . | . | . | 0 | . | . | . | . | . | 0 | 0 | 0 | 0 | 0 | 1 | 1
2023 | UT | 40165 | Dixie Escalante R E A, Inc | PACE | 1 | 0.17 | . | . | DC | . | 0.17 | . | . | . | 0.17 | . | . | . | . | . | 0 | . | . | . | . | . | 0 | . | . | . | . | . | 0 | . | . | . | . | . | 0 | . | . | . | . | . | 0 | . | . | . | . | . | 0 | . | . | . | . | . | 0 | . | . | . | . | . | 0 | . | . | . | . | . | 0 | 0 | 0.17 | 0 | 0 | 0 | 0.17
2023 | UT | 66058 | Ticaboo Electric Improvement District | WALC | 3 | 0.775 | . | 0.775 |  | . | . | . | . | . | 0 | . | . | . | . | . | 0 | . | . | . | . | . | 0 | . | . | . | . | . | 0 | . | . | . | . | . | 0 | . | . | . | . | . | 0 | 0.642 | 0.133 | . | . | . | 0.775 | . | . | . | . | . | 0 | . | . | . | . | . | 0 | . | . | . | . | . | 0 | 0.642 | 0.133 | 0 | 0 | 0 | 0.775
2023 | UT | 99999 | State Adjustment | PACE | . | -0.102 | . | . |  | -0.052 | -0.03 | . | . | -0.021 | -0.102 | . | . | . | . | . | . | . | . | . | . | . | . | . | . | . | . | . | . | . | . | . | . | . | . | . | . | . | . | . | . | . | . | . | . | . | . | . | . | . | . | . | . | . | . | . | . | . | . | . | . | . | . | . | . | -0.052 | -0.03 | . | . | -0.021 | -0.102
2023 | VA | 733 | Appalachian Power Co | PJM | 8 | 2.041 | . | . | AC | . | 0.45 | 0.066 | . | . | 0.516 | . | . | . | . | . | 0 | . | . | . | . | . | 0 | . | . | . | . | . | 0 | . | 0.51 | . | . | . | 0.51 | . | . | . | . | . | 0 | . | 0.95 | . | . | . | 0.95 | . | . | . | . | . | 0 | . | . | . | . | . | 0 | . | 0.065 | . | . | . | 0.065 | 0 | 1.975 | 0.066 | 0 | 0 | 2.041
2023 | VA | 1456 | Town of Bedford - (VA) | PJM | 28 | 18.093 | . | . | AC | 0.093 | . | . | . | 3 | 3.093 | . | . | . | . | . | 0 | . | . | . | . | . | 0 | . | . | . | . | . | 0 | . | . | . | . | 10 | 10 | . | . | . | . | . | 0 | . | . | . | . | 5 | 5 | . | . | . | . | . | 0 | . | . | . | . | . | 0 | . | . | . | . | . | 0 | 0.093 | 0 | 0 | 0 | 18 | 18.093
2023 | VA | 2248 | Bristol Virginia Utilities | TVA | 20 | 0.273 | 0 | 0 | AC | 0.098 | 0.175 | 0 | 0 | 0 | 0.273 | 0 | 0 | 0 | 0 | 0 | 0 | . | . | . | . | . | 0 | 0 | 0 | 0 | 0 | 0 | 0 | 0 | 0 | 0 | 0 | 0 | 0 | 0 | 0 | 0 | 0 | 0 | 0 | 0 | 0 | 0 | 0 | 0 | 0 | 0 | 0 | 0 | 0 | 0 | 0 | 0 | 0 | 0 | 0 | 0 | 0 | 0 | 0 | 0 | 0 | 0 | 0 | 0.098 | 0.175 | 0 | 0 | 0 | 0.273
2023 | VA | 13640 | Northern Virginia Elec Coop | PJM | 6 | 0.2 | 0 | 0 | AC | . | 0.2 | . | . | . | 0.2 | . | . | . | . | . | 0 | . | . | . | . | . | 0 | . | . | . | . | . | 0 | . | . | . | . | . | 0 | . | . | . | . | . | 0 | . | . | . | . | . | 0 | . | . | . | . | . | 0 | . | . | . | . | . | 0 | . | . | . | . | . | 0 | 0 | 0.2 | 0 | 0 | 0 | 0.2
2023 | VA | 15293 | Powell Valley Electric Coop | TVA | 4 | 0.038 | 0 | 0 | AC | 0.038 | 0 | 0 | 0 | 0 | 0.038 | . | . | . | . | . | 0 | . | . | . | . | . | 0 | 0 | 0 | 0 | 0 | 0 | 0 | 0 | 0 | 0 | 0 | 0 | 0 | 0 | 0 | 0 | 0 | 0 | 0 | 0 | 0 | 0 | 0 | 0 | 0 | 0 | 0 | 0 | 0 | 0 | 0 | 0 | 0 | 0 | 0 | 0 | 0 | 0 | 0 | 0 | 0 | 0 | 0 | 0.038 | 0 | 0 | 0 | 0 | 0.038
2023 | VA | 19876 | Virginia Electric & Power Co | PJM | 21 | 8.17 | 1.23 | 5.418 | AC | 0.037 | . | . | . | 4.698 | 4.735 | . | 1.2 | . | . | . | 1.2 | . | . | . | . | . | 0 | . | . | . | . | . | 0 | . | . | . | . | 0.26 | 0.26 | . | 0.6 | . | . | . | 0.6 | . | 0.625 | 0.75 | . | . | 1.375 | . | . | . | . | . | 0 | . | . | . | . | . | 0 | . | . | . | . | . | 0 | 0.037 | 2.425 | 0.75 | 0 | 4.958 | 8.17
2023 | VA | 40228 | Rappahannock Electric Coop | PJM | 2 | 1.55 | 0 | 0 |  | . | . | . | . | . | 0 | . | . | . | . | . | 0 | . | . | . | . | . | 0 | . | . | . | . | . | 0 | . | . | . | . | 1.55 | 1.55 | . | . | . | . | . | 0 | . | . | . | . | . | 0 | . | . | . | . | . | 0 | . | . | . | . | . | 0 | . | . | . | . | . | 0 | 0 | 0 | 0 | 0 | 1.55 | 1.55
2023 | VT | 2548 | City of Burlington Electric - (VT) | ISNE | 11 | 1.069 | 0 | 0.606 | AC | . | 1.069 | . | . | . | 1.069 | . | . | . | . | . | 0 | . | . | . | . | . | 0 | . | . | . | . | . | 0 | . | . | . | . | . | 0 | . | . | . | . | . | 0 | . | . | . | . | . | 0 | . | . | . | . | . | 0 | . | . | . | . | . | 0 | . | . | . | . | . | 0 | 0 | 1.069 | 0 | 0 | 0 | 1.069
2023 | VT | 7601 | Green Mountain Power Corp | ISNE | 5268 | 38.236 | 26.751 | 6.691 | AC | . | . | . | . | 1.25 | 1.25 | 26.751 | . | . | . | . | 26.751 | 72.282 | . | . | . | . | 72.282 | . | . | . | . | 0.048 | 0.048 | . | . | . | . | 5.207 | 5.207 | . | . | . | . | 0 | 0 | . | . | . | . | 4.98 | 4.98 | . | . | . | . | 0 | 0 | . | . | . | . | 0 | 0 | . | . | . | . | 0 | 0 | 26.751 | 0 | 0 | 0 | 11.485 | 38.236
2023 | WA | 3413 | PUD No 1 of Chelan County | CHPD | 33 | 0.156 | . | . | DC | . | . | . | . | 0.136 | 0.136 | . | . | . | . | . | 0 | . | . | . | . | . | 0 | . | . | . | . | 0.02 | 0.02 | . | . | . | . | . | 0 | . | . | . | . | . | 0 | . | . | . | . | . | 0 | . | . | . | . | . | 0 | . | . | . | . | . | 0 | . | . | . | . | . | 0 | 0 | 0 | 0 | 0 | 0.156 | 0.156
2023 | WA | 3660 | PUD No 1 of Clark County - (WA) | BPAT | 394 | 124.9 | 124.9 | 1.208 |  | . | . | . | . | . | 0 | . | . | . | . | . | 0 | . | . | . | . | . | 0 | . | . | . | . | . | 0 | . | . | . | . | . | 0 | . | . | . | . | . | 0 | . | 62.553 | 62.347 | . | . | 124.9 | . | . | . | . | . | 0 | . | . | . | . | . | 0 | . | . | . | . | . | 0 | 0 | 62.553 | 62.347 | 0 | 0 | 124.9
2023 | WA | 6149 | City of Ellensburg - (WA) | BPAT | 25 | 5.304 | 5 | 0.304 | DC | . | . | . | . | 0.304 | 0.304 | . | . | . | . | . | 0 | . | . | . | . | . | 0 | . | . | . | . | . | 0 | . | . | . | . | . | 0 | . | . | . | . | . | 0 | . | 5 | . | . | . | 5 | . | . | . | . | . | 0 | . | . | . | . | . | 0 | . | . | . | . | . | 0 | 0 | 5 | 0 | 0 | 0.304 | 5.304
2023 | WA | 15500 | Puget Sound Energy Inc | PSEI | 26 | 7.932 | . | . | AC | . | 4.261 | . | . | . | 4.261 | . | . | . | . | . | 0 | . | . | . | . | . | 0 | . | 0.228 | . | . | . | 0.228 | . | 0.568 | . | . | . | 0.568 | . | . | . | . | . | 0 | . | 2.875 | . | . | . | 2.875 | . | . | . | . | . | 0 | . | . | . | . | . | 0 | . | . | . | . | . | 0 | 0 | 7.932 | 0 | 0 | 0 | 7.932
2023 | WA | 17470 | PUD No 1 of Snohomish County | BPAT | 2 | 1.325 | . | 1.15 |  | . | . | . | . | . | 0 | . | . | . | . | . | 0 | . | . | . | . | . | 0 | . | . | . | . | . | 0 | . | . | . | . | 0.65 | 0.65 | . | . | . | . | . | 0 | . | 0.675 | . | . | . | 0.675 | . | . | . | . | . | 0 | . | . | . | . | . | 0 | . | . | . | . | . | 0 | 0 | 0.675 | 0 | 0 | 0.65 | 1.325
2023 | WA | 19784 | Vera Irrigation District #15 | BPAT | 2 | 0.02 | . | . | AC | 0.02 | . | . | . | . | 0.02 | . | . | . | . | . | 0 | . | . | . | . | . | 0 | . | . | . | . | . | 0 | . | . | . | . | . | 0 | . | . | . | . | . | 0 | . | . | . | . | . | 0 | . | . | . | . | . | 0 | . | . | . | . | . | 0 | . | . | . | . | . | 0 | 0.02 | 0 | 0 | 0 | 0 | 0.02
2023 | WA | 99999 | State Adjustment | BPAT | . | 0.509 | . | . |  | 0.534 | 0.028 | . | . | -0.053 | 0.509 | . | . | . | . | . | . | . | . | . | . | . | . | . | . | . | . | . | . | . | . | . | . | . | . | . | . | . | . | . | . | . | . | . | . | . | . | . | . | . | . | . | . | . | . | . | . | . | . | . | . | . | . | . | . | 0.534 | 0.028 | . | . | -0.053 | 0.509
2023 | WA | 99999 | State Adjustment | CHPD | . | -0.024 | . | . |  | . | . | . | . | -0.024 | -0.024 | . | . | . | . | . | . | . | . | . | . | . | . | . | . | . | . | . | . | . | . | . | . | . | . | . | . | . | . | . | . | . | . | . | . | . | . | . | . | . | . | . | . | . | . | . | . | . | . | . | . | . | . | . | . | . | . | . | . | -0.024 | -0.024
2023 | WI | 4247 | Consolidated Water Power Co | MISO | 39 | 35.687 | 0 | 35.687 |  | . | . | . | . | . | 0 | . | . | . | . | . | 0 | . | . | . | . | . | 0 | . | . | . | . | . | 0 | . | . | . | . | 35.687 | 35.687 | . | . | . | . | . | 0 | . | . | . | . | . | 0 | . | . | . | . | . | 0 | . | . | . | . | . | 0 | . | . | . | . | . | 0 | 0 | 0 | 0 | 0 | 35.687 | 35.687
2023 | WI | 10056 | City of Kaukauna | MISO | 3 | 0.018 | 0 | 0.018 | DC | 0.018 | 0 | 0 | 0 | 0 | 0.018 | . | . | . | . | . | 0 | . | . | . | . | . | 0 | 0 | 0 | 0 | 0 | 0 | 0 | 0 | 0 | 0 | 0 | 0 | 0 | 0 | 0 | 0 | 0 | 0 | 0 | 0 | 0 | 0 | 0 | 0 | 0 | 0 | 0 | 0 | 0 | 0 | 0 | 0 | 0 | 0 | 0 | 0 | 0 | 0 | 0 | 0 | 0 | 0 | 0 | 0.018 | 0 | 0 | 0 | 0 | 0.018
2023 | WI | 10605 | Lake Mills Light & Water | MISO | 1 | 0.004 | 0 | 0.004 | DC | 0.004 | 0 | 0 | 0 | 0 | 0.004 | . | . | . | . | . | 0 | . | . | . | . | . | 0 | 0 | 0 | 0 | 0 | 0 | 0 | 0 | 0 | 0 | 0 | 0 | 0 | 0 | 0 | 0 | 0 | 0 | 0 | 0 | 0 | 0 | 0 | 0 | 0 | 0 | 0 | 0 | 0 | 0 | 0 | 0 | 0 | 0 | 0 | 0 | 0 | 0 | 0 | 0 | 0 | 0 | 0 | 0.004 | 0 | 0 | 0 | 0 | 0.004
2023 | WI | 11479 | Madison Gas & Electric Co | MISO | 186 | 1.602 | 0 | 0.581 | AC | 0.428 | 0.593 | . | . | 0.571 | 1.592 | . | . | . | . | . | 0 | . | . | . | . | . | 0 | . | . | . | . | 0.01 | 0.01 | . | . | . | . | . | 0 | . | . | . | . | . | 0 | . | . | . | . | . | 0 | . | . | . | . | . | 0 | . | . | . | . | . | 0 | . | . | . | . | . | 0 | 0.428 | 0.593 | 0 | 0 | 0.581 | 1.602
2023 | WI | 11571 | Manitowoc Public Utilities | MISO | 2 | 0.361 | 0 | 0 | AC | . | . | 0.291 | . | . | 0.291 | . | 0.02 | . | . | . | 0.02 | . | . | . | . | . | 0 | . | . | 0.05 | . | . | 0.05 | . | . | . | . | . | 0 | . | . | . | . | . | 0 | . | . | . | . | . | 0 | . | . | . | . | . | 0 | . | . | . | . | . | 0 | . | . | . | . | . | 0 | 0 | 0.02 | 0.341 | 0 | 0 | 0.361
2023 | WI | 11740 | City of Marshfield - (WI) | MISO | 4 | 0.265 | 0 | 0 | AC | . | . | 0.265 | . | . | 0.265 | . | . | . | . | . | 0 | . | . | . | . | . | 0 | . | . | . | . | . | 0 | . | . | . | . | . | 0 | . | . | . | . | . | 0 | . | . | . | . | . | 0 | . | . | . | . | . | 0 | . | . | . | . | . | 0 | . | . | . | . | . | 0 | 0 | 0 | 0.265 | 0 | 0 | 0.265
2023 | WI | 13036 | Village of Mt. Horeb - (WI) | MISO | 1 | 0.005 | 0 | 0.005 | DC | 0.005 | 0 | 0 | 0 | 0 | 0.005 | . | . | . | . | . | 0 | . | . | . | . | . | 0 | 0 | 0 | 0 | 0 | 0 | 0 | 0 | 0 | 0 | 0 | 0 | 0 | 0 | 0 | 0 | 0 | 0 | 0 | 0 | 0 | 0 | 0 | 0 | 0 | 0 | 0 | 0 | 0 | 0 | 0 | 0 | 0 | 0 | 0 | 0 | 0 | 0 | 0 | 0 | 0 | 0 | 0 | 0.005 | 0 | 0 | 0 | 0 | 0.005
2023 | WI | 13448 | City of New Holstein - (WI) | MISO | 1 | 0.004 | 0 | 0.004 | DC | 0.004 | 0 | 0 | 0 | 0 | 0.004 | . | . | . | . | . | 0 | . | . | . | . | . | 0 | 0 | 0 | 0 | 0 | 0 | 0 | 0 | 0 | 0 | 0 | 0 | 0 | 0 | 0 | 0 | 0 | 0 | 0 | 0 | 0 | 0 | 0 | 0 | 0 | 0 | 0 | 0 | 0 | 0 | 0 | 0 | 0 | 0 | 0 | 0 | 0 | 0 | 0 | 0 | 0 | 0 | 0 | 0.004 | 0 | 0 | 0 | 0 | 0.004
2023 | WI | 13815 | Northwestern Wisconsin Elec Co | MISO | 5 | 3 | 3 | . |  | . | . | . | . | . | 0 | . | . | . | . | . | 0 | . | . | . | . | . | 0 | . | . | . | . | . | 0 | . | . | . | . | . | 0 | . | . | . | . | . | 0 | . | . | 3 | . | . | 3 | . | . | . | . | . | 0 | . | . | . | . | . | 0 | . | . | . | . | . | 0 | 0 | 0 | 3 | 0 | 0 | 3
2023 | WI | 18181 | City of Stoughton - (WI) | MISO | 2 | 0.008 | 0 | 0.008 | DC | 0.008 | 0 | 0 | 0 | 0 | 0.008 | . | . | . | . | . | 0 | . | . | . | . | . | 0 | 0 | 0 | 0 | 0 | 0 | 0 | 0 | 0 | 0 | 0 | 0 | 0 | 0 | 0 | 0 | 0 | 0 | 0 | 0 | 0 | 0 | 0 | 0 | 0 | 0 | 0 | 0 | 0 | 0 | 0 | 0 | 0 | 0 | 0 | 0 | 0 | 0 | 0 | 0 | 0 | 0 | 0 | 0.008 | 0 | 0 | 0 | 0 | 0.008
2023 | WI | 18249 | City of Sturgeon Bay - (WI) | MISO | 1 | 0.006 | 0 | 0.006 | DC | 0.006 | 0 | 0 | 0 | 0 | 0.006 | . | . | . | . | . | 0 | . | . | . | . | . | 0 | 0 | 0 | 0 | 0 | 0 | 0 | 0 | 0 | 0 | 0 | 0 | 0 | 0 | 0 | 0 | 0 | 0 | 0 | 0 | 0 | 0 | 0 | 0 | 0 | 0 | 0 | 0 | 0 | 0 | 0 | 0 | 0 | 0 | 0 | 0 | 0 | 0 | 0 | 0 | 0 | 0 | 0 | 0.006 | 0 | 0 | 0 | 0 | 0.006
2023 | WI | 18312 | Sun Prairie Utilities | MISO | 1 | 0.004 | 0 | 0.004 | DC | 0.004 | 0 | 0 | 0 | 0 | 0.004 | . | . | . | . | . | 0 | . | . | . | . | . | 0 | 0 | 0 | 0 | 0 | 0 | 0 | 0 | 0 | 0 | 0 | 0 | 0 | 0 | 0 | 0 | 0 | 0 | 0 | 0 | 0 | 0 | 0 | 0 | 0 | 0 | 0 | 0 | 0 | 0 | 0 | 0 | 0 | 0 | 0 | 0 | 0 | 0 | 0 | 0 | 0 | 0 | 0 | 0.004 | 0 | 0 | 0 | 0 | 0.004
2023 | WI | 20847 | Wisconsin Electric Power Co | MISO | 37 | 8.912 | . | . | DC | . | 1.253 | 2.883 | . | . | 4.136 | . | . | . | . | . | 0 | . | . | . | . | . | 0 | . | . | 0.316 | . | . | 0.316 | . | . | 0.703 | . | . | 0.703 | . | . | . | . | . | 0 | . | . | 0.528 | . | . | 0.528 | . | . | 0.031 | . | . | 0.031 | . | . | . | . | . | 0 | . | 1.198 | 2 | . | . | 3.198 | 0 | 2.451 | 6.461 | 0 | 0 | 8.912
2023 | WI | 20856 | Wisconsin Power & Light Co | MISO | 137 | 17.883 | 0 | 0.582 | AC | . | 8.305 | 2.844 | . | . | 11.149 | . | 0.297 | 0.28 | . | . | 0.577 | . | . | . | . | . | 0 | . | 0.068 | 0.195 | . | . | 0.263 | . | 3.091 | . | . | . | 3.091 | . | . | . | . | . | 0 | . | . | 0.5 | . | . | 0.5 | . | . | . | . | . | 0 | . | . | . | . | . | 0 | . | 0.758 | 1.545 | . | . | 2.303 | 0 | 12.519 | 5.364 | 0 | 0 | 17.883
2023 | WI | 20858 | WPPI Energy | MISO | 9 | 0.045 | 0 | 0.045 | DC | 0.045 | 0 | 0 | 0 | 0 | 0.045 | . | . | . | . | . | 0 | . | . | . | . | . | 0 | 0 | 0 | 0 | 0 | 0 | 0 | 0 | 0 | 0 | 0 | 0 | 0 | 0 | 0 | 0 | 0 | 0 | 0 | 0 | 0 | 0 | 0 | 0 | 0 | 0 | 0 | 0 | 0 | 0 | 0 | 0 | 0 | 0 | 0 | 0 | 0 | 0 | 0 | 0 | 0 | 0 | 0 | 0.045 | 0 | 0 | 0 | 0 | 0.045
2023 | WI | 20862 | Wisconsin Rapids W W & L Comm | MISO | 4 | 0.623 | . | . | AC | . | 0.298 | . | . | . | 0.298 | . | . | . | . | . | 0 | . | . | . | . | . | 0 | . | . | . | . | . | 0 | . | . | . | . | . | 0 | . | . | . | . | . | 0 | . | . | . | . | . | 0 | . | . | . | . | . | 0 | . | . | . | . | . | 0 | . | 0.325 | . | . | . | 0.325 | 0 | 0.623 | 0 | 0 | 0 | 0.623
2023 | WI | 99999 | State Adjustment | MISO | . | 0.009 | . | . |  | 0.731 | -0.219 | -0.503 | . | 0 | 0.009 | . | . | . | . | . | . | . | . | . | . | . | . | . | . | . | . | . | . | . | . | . | . | . | . | . | . | . | . | . | . | . | . | . | . | . | . | . | . | . | . | . | . | . | . | . | . | . | . | . | . | . | . | . | . | 0.731 | -0.219 | -0.503 | . | 0 | 0.009
2023 | WY | 3461 | Cheyenne Light Fuel & Power | WACM | 1 | 0.95 | . | . | DC | . | . | . | . | . | 0 | . | . | . | . | . | 0 | . | 0.95 | . | . | . | 0.95 | . | . | . | . | . | 0 | . | 0.95 | . | . | . | 0.95 | . | . | . | . | . | 0 | . | . | . | . | . | 0 | . | . | . | . | . | 0 | . | . | . | . | . | 0 | . | . | . | . | . | 0 | 0 | 0.95 | 0 | 0 | 0 | 0.95
2023 | WY | 14354 | PacifiCorp | PACE | 7 | 1.211 | . | . | AC | . | . | . | . | 0.05 | 0.05 | . | . | . | . | . | 0 | . | . | . | . | . | 0 | . | . | . | . | 0.86 | 0.86 | . | . | . | . | 0.225 | 0.225 | . | . | . | . | . | 0 | . | . | . | . | . | 0 | . | . | . | . | . | 0 | . | . | . | . | 0.076 | 0.076 | . | . | . | . | . | 0 | 0 | 0 | 0 | 0 | 1.211 | 1.211
Note: Data includes distributed generators less than 1 MW capacity, not net metered, and not reported on the EIA-860. Data is reported as collected. Type refers to the nature of the PV system reporting. EIA uses the type reported from Net Metering unless they informed us otherwise. All non AC units are converted to AC when summed. Generators may be installed at or near a customer's site, or at other locations. They may be owned by either the customers of the distribution utility or the utility. Other generators includes generators for which technology is not specified. Number of generators is not available by individual technology type. Some utilities reclassified net metering as non net metering distributed, or vice versa. Some utilties were double counting net metering as distributed in previous years. Source: U.S. Energy Information Administration, Form EIA-861, 'Annual Electric Power Industry Report.'

## AEO_T4_national
electrnp.d021826a
|  | Report | Annual Energy Outlook 2026
|  | Scenario | electrnp |  | Alternative Electricity and Transportation
|  | Datekey | d021826a
|  | Release Date |  | April 2026
4. Residential Sector Key Indicators and Consumption
(quadrillion Btu, unless otherwise noted)
Avg Annual Change
| Key Indicators and Consumption | 2025 | 2026 | 2027 | 2028 | 2029 | 2030 | 2031 | 2032 | 2033 | 2034 | 2035 | 2036 | 2037 | 2038 | 2039 | 2040 | 2041 | 2042 | 2043 | 2044 | 2045 | 2046 | 2047 | 2048 | 2049 | 2050 | 2025-2050
Key Indicators
Households (millions)
RKI000:ba_Single-Family | Single-Family | 89.5518 | 90.4993 | 91.446 | 92.3755 | 93.3083 | 94.2431 | 95.1582 | 96.0716 | 96.9737 | 97.8533 | 98.7164 | 99.5557 | 100.3796 | 101.1798 | 101.9485 | 102.6897 | 103.4003 | 104.0939 | 104.761 | 105.4048 | 106.0495 | 106.6984 | 107.3453 | 107.991 | 108.636 | 109.2838 | 0.007997
RKI000:ba_Multifamily | Multifamily | 34.4323 | 34.8367 | 35.2428 | 35.6391 | 36.0372 | 36.4537 | 36.9036 | 37.3555 | 37.7971 | 38.2228 | 38.6368 | 39.0395 | 39.3978 | 39.7305 | 40.0405 | 40.3318 | 40.6014 | 40.854 | 41.0999 | 41.3477 | 41.597 | 41.8469 | 42.0951 | 42.3427 | 42.5902 | 42.8386 | 0.0087761
RKI000:ba_MobileHomes | Mobile Homes | 6.7451 | 6.7594 | 6.807 | 6.8582 | 6.9037 | 6.913 | 6.9151 | 6.9183 | 6.9211 | 6.9234 | 6.927 | 6.9314 | 6.933 | 6.9327 | 6.9276 | 6.9242 | 6.9227 | 6.9218 | 6.9221 | 6.9249 | 6.9296 | 6.9344 | 6.9393 | 6.943 | 6.9465 | 6.9503 | 0.0011994
RKI000:ba_Total | Total | 130.7292 | 132.0954 | 133.4957 | 134.8728 | 136.2492 | 137.6098 | 138.9769 | 140.3454 | 141.6918 | 142.9995 | 144.2802 | 145.5265 | 146.7104 | 147.843 | 148.9166 | 149.9457 | 150.9244 | 151.8696 | 152.783 | 153.6774 | 154.5761 | 155.4797 | 156.3797 | 157.2768 | 158.1727 | 159.0727 | 0.0078802
RKI000:ca_AverageHouseS | Average House Square Footage | 1648.5809 | 1653.8009 | 1658.7534 | 1663.6196 | 1668.3839 | 1673.0569 | 1677.3986 | 1681.6154 | 1685.7919 | 1689.9557 | 1694.0829 | 1698.1729 | 1702.4686 | 1706.8398 | 1711.274 | 1715.7278 | 1720.2239 | 1724.7522 | 1729.2341 | 1733.6156 | 1737.9188 | 1742.1624 | 1746.3572 | 1750.5023 | 1754.593 | 1758.624 | 0.002588
Energy Intensity
(MMBtu per household)
RKI000:da_DeliveredEner | Gross End-use Consumption 1/ | 89.061 | 86.6542 | 85.8036 | 85.1299 | 84.0706 | 82.7726 | 81.4382 | 80.1997 | 79.0375 | 78.0121 | 77.0869 | 76.2473 | 75.4718 | 74.7794 | 74.1473 | 73.5295 | 72.9877 | 72.5503 | 72.1914 | 71.8733 | 71.5544 | 71.2426 | 70.9129 | 70.5904 | 70.2985 | 70.0258 | -0.0095722
RKI000:da_TotalEnergyCo | Delivered Energy Consumption | 87.6448 | 85.169 | 84.2449 | 83.4966 | 82.3685 | 80.9992 | 79.5891 | 78.276 | 77.0363 | 75.9288 | 74.9165 | 73.9856 | 73.1123 | 72.3174 | 71.5778 | 70.8491 | 70.1921 | 69.6364 | 69.1566 | 68.7136 | 68.2676 | 67.8256 | 67.3624 | 66.9022 | 66.4709 | 66.0557 | -0.011248
(thousand Btu per square foot)
RKI000:ea_DeliveredEner | Gross End-use Consumption 1/ | 54.0228 | 52.397 | 51.7277 | 51.1715 | 50.3904 | 49.4739 | 48.5503 | 47.6921 | 46.8845 | 46.1622 | 45.5036 | 44.8996 | 44.3308 | 43.8116 | 43.3287 | 42.8562 | 42.4292 | 42.0642 | 41.7476 | 41.4586 | 41.1724 | 40.8932 | 40.6062 | 40.3258 | 40.0654 | 39.8185 | -0.012129
RKI000:ea_TotalEnergyCo | Delivered Energy Consumption | 53.1638 | 51.499 | 50.7881 | 50.1897 | 49.3702 | 48.4139 | 47.4479 | 46.5481 | 45.6974 | 44.9294 | 44.2225 | 43.5678 | 42.9449 | 42.3692 | 41.8272 | 41.2939 | 40.8041 | 40.3747 | 39.9926 | 39.636 | 39.2812 | 38.9318 | 38.5731 | 38.2188 | 37.884 | 37.561 | -0.0138
Energy Consumption by Fuel
Electricity 1/
RKI000:fa_SpaceHeating | Space Heating | 0.59499 | 0.56559 | 0.56617 | 0.56695 | 0.56582 | 0.56228 | 0.55764 | 0.55302 | 0.54867 | 0.5441 | 0.53963 | 0.53538 | 0.53085 | 0.52653 | 0.52205 | 0.51752 | 0.51278 | 0.50851 | 0.50439 | 0.50003 | 0.49596 | 0.49154 | 0.48666 | 0.48183 | 0.47719 | 0.47246 | -0.0091811
RKI000:fa_SpaceCooling | Space Cooling | 0.92457 | 0.98389 | 0.99778 | 1.0116 | 1.0227 | 1.03 | 1.0366 | 1.0441 | 1.0524 | 1.062 | 1.0726 | 1.0844 | 1.097 | 1.1101 | 1.1236 | 1.138 | 1.1531 | 1.1702 | 1.1883 | 1.2065 | 1.2253 | 1.2431 | 1.2603 | 1.2769 | 1.2943 | 1.3114 | 0.014078
RKI000:fa_WaterHeating | Water Heating | 0.45253 | 0.44483 | 0.43924 | 0.43467 | 0.41793 | 0.39681 | 0.37455 | 0.35389 | 0.33486 | 0.31755 | 0.30189 | 0.28807 | 0.27601 | 0.26573 | 0.25717 | 0.25034 | 0.24518 | 0.24183 | 0.24026 | 0.23862 | 0.23698 | 0.23524 | 0.23341 | 0.23158 | 0.22998 | 0.22856 | -0.026953
RKI000:fa_Refrigeration | Refrigeration | 0.34956 | 0.34853 | 0.34743 | 0.34621 | 0.34526 | 0.34202 | 0.33903 | 0.3363 | 0.3338 | 0.33147 | 0.32937 | 0.32765 | 0.32634 | 0.32546 | 0.32499 | 0.32494 | 0.32529 | 0.32607 | 0.32728 | 0.32891 | 0.33105 | 0.33371 | 0.33687 | 0.34001 | 0.34313 | 0.34623 | -0.00038328
RKI000:fa_Cooking | Cooking | 0.068362 | 0.069242 | 0.07015 | 0.071053 | 0.07196 | 0.07286 | 0.07377 | 0.074686 | 0.075595 | 0.076502 | 0.077415 | 0.078332 | 0.079236 | 0.080074 | 0.080823 | 0.081486 | 0.082052 | 0.082525 | 0.082965 | 0.083381 | 0.083789 | 0.084191 | 0.084584 | 0.084967 | 0.085342 | 0.085709 | 0.0090866
RKI000:fa_ClothesDryers | Clothes Dryers | 0.19033 | 0.19084 | 0.1918 | 0.19308 | 0.19374 | 0.19336 | 0.19236 | 0.19103 | 0.19012 | 0.1896 | 0.18948 | 0.18982 | 0.19052 | 0.19171 | 0.19336 | 0.19553 | 0.1983 | 0.20107 | 0.20391 | 0.20676 | 0.20961 | 0.21233 | 0.21486 | 0.21726 | 0.21971 | 0.22207 | 0.0061882
RKI000:fa_Freezers | Freezers | 0.079278 | 0.079241 | 0.079217 | 0.07916 | 0.079073 | 0.07857 | 0.078007 | 0.077404 | 0.076823 | 0.076257 | 0.075716 | 0.075195 | 0.074693 | 0.074214 | 0.073757 | 0.073328 | 0.072937 | 0.072586 | 0.072278 | 0.072012 | 0.071802 | 0.07166 | 0.071579 | 0.071571 | 0.071643 | 0.0718 | -0.0039551
RKI000:fa_Lighting | Lighting 2/ | 0.18285 | 0.18222 | 0.18357 | 0.18564 | 0.18744 | 0.18699 | 0.18642 | 0.18626 | 0.1864 | 0.18674 | 0.18722 | 0.18775 | 0.18823 | 0.18872 | 0.1894 | 0.18704 | 0.18509 | 0.18369 | 0.18285 | 0.18248 | 0.18238 | 0.18231 | 0.1822 | 0.18219 | 0.18238 | 0.18259 | -5.6798e-05
RKI000:fa_ClothesWasher | Clothes Washers 3/ | 0.040723 | 0.039741 | 0.03875 | 0.037583 | 0.036385 | 0.034992 | 0.03354 | 0.032 | 0.030665 | 0.029534 | 0.028609 | 0.027904 | 0.027429 | 0.02721 | 0.027261 | 0.027311 | 0.027362 | 0.02742 | 0.027486 | 0.027564 | 0.027658 | 0.027768 | 0.02789 | 0.028024 | 0.028167 | 0.028319 | -0.014426
RKI000:fa_Dishwashers | Dishwashers 3/ | 0.037162 | 0.038076 | 0.03836 | 0.038523 | 0.038637 | 0.038703 | 0.03872 | 0.038689 | 0.038734 | 0.038861 | 0.039071 | 0.039371 | 0.039764 | 0.040262 | 0.040872 | 0.041477 | 0.042076 | 0.042674 | 0.043273 | 0.043876 | 0.044488 | 0.045111 | 0.045741 | 0.046379 | 0.047023 | 0.047676 | 0.010016
RKI000:fa_ColorTelevisi | Televisions and Related Equipment 4/ | 0.12484 | 0.12218 | 0.11996 | 0.11809 | 0.1161 | 0.11381 | 0.11152 | 0.1094 | 0.10749 | 0.10573 | 0.10414 | 0.10272 | 0.10141 | 0.10027 | 0.099267 | 0.098398 | 0.097694 | 0.097154 | 0.096815 | 0.096643 | 0.096638 | 0.096759 | 0.096903 | 0.097108 | 0.097404 | 0.097758 | -0.0097335
RKI000:fa_PersonalCompu | Computers and Related Equipment 5/ | 0.097012 | 0.095324 | 0.093865 | 0.092524 | 0.090934 | 0.088982 | 0.086906 | 0.084865 | 0.082885 | 0.080946 | 0.079062 | 0.07725 | 0.075484 | 0.073799 | 0.072189 | 0.070667 | 0.069258 | 0.06799 | 0.066879 | 0.065919 | 0.065114 | 0.064456 | 0.063893 | 0.063459 | 0.063206 | 0.063082 | -0.017068
RKI000:fa_FurnaceFans | Furnace Fans and Boiler Circulation Pumps | 0.15744 | 0.1529 | 0.15378 | 0.15412 | 0.15401 | 0.15365 | 0.15307 | 0.15266 | 0.15217 | 0.15166 | 0.15102 | 0.15023 | 0.14911 | 0.14769 | 0.14591 | 0.14383 | 0.14144 | 0.13902 | 0.13644 | 0.13382 | 0.13126 | 0.12871 | 0.12613 | 0.12373 | 0.12152 | 0.11952 | -0.010961
RKI000:fa_OtherUses | Other Uses 6/ | 2.032 | 2.0498 | 1.9517 | 1.9886 | 2.0227 | 2.0521 | 2.0794 | 2.1075 | 2.1366 | 2.169 | 2.2028 | 2.237 | 2.2722 | 2.3081 | 2.3438 | 2.3753 | 2.4093 | 2.4449 | 2.4825 | 2.521 | 2.5557 | 2.594 | 2.6319 | 2.6698 | 2.7089 | 2.7488 | 0.01216
RKI000:fa_DeliveredEner | Gross End-use Electricity Consumption | 5.3316 | 5.3624 | 5.2717 | 5.3177 | 5.3427 | 5.3451 | 5.3416 | 5.3418 | 5.3472 | 5.3599 | 5.378 | 5.4011 | 5.4282 | 5.4599 | 5.4944 | 5.5251 | 5.5619 | 5.6056 | 5.6556 | 5.7075 | 5.7577 | 5.8109 | 5.8628 | 5.9148 | 5.9699 | 6.026 | 0.004909
RKI000:fa_PurchElecEVCha | Purchased Electricity for Electric Vehicle Charging 7/ | 0.070135 | 0.091487 | 0.1193 | 0.15019 | 0.1805 | 0.20873 | 0.23312 | 0.25519 | 0.27699 | 0.29924 | 0.32177 | 0.34432 | 0.3669 | 0.38932 | 0.41114 | 0.43247 | 0.45277 | 0.47239 | 0.4913 | 0.50967 | 0.52751 | 0.54464 | 0.56095 | 0.57689 | 0.59221 | 0.60719 | 0.090174
RKI000:fa_OwnGeneration | On-site Generation for Own Use | 0.18513 | 0.19618 | 0.20807 | 0.22029 | 0.23191 | 0.24405 | 0.25699 | 0.26999 | 0.28356 | 0.29791 | 0.31315 | 0.32913 | 0.34616 | 0.36399 | 0.38263 | 0.40192 | 0.42192 | 0.44253 | 0.46366 | 0.48558 | 0.50806 | 0.53128 | 0.55523 | 0.58008 | 0.60541 | 0.63153 | 0.050308
RKI000:fa_PurchasedElec | Purchased Electricity at Residential Location 8/ | 5.2166 | 5.2577 | 5.183 | 5.2476 | 5.2913 | 5.3098 | 5.3177 | 5.327 | 5.3407 | 5.3613 | 5.3866 | 5.4162 | 5.449 | 5.4853 | 5.5229 | 5.5557 | 5.5928 | 5.6354 | 5.6832 | 5.7316 | 5.7771 | 5.8243 | 5.8686 | 5.9116 | 5.9567 | 6.0016 | 0.005623
Natural Gas
RKI000:ga_SpaceHeating | Space Heating | 3.118 | 2.9297 | 3.0471 | 3.0283 | 2.992 | 2.9475 | 2.9004 | 2.8565 | 2.8131 | 2.7724 | 2.7328 | 2.6957 | 2.6581 | 2.6222 | 2.5871 | 2.5533 | 2.5199 | 2.4903 | 2.4626 | 2.4366 | 2.4121 | 2.3867 | 2.36 | 2.3336 | 2.3077 | 2.2826 | -0.012397
RKI000:ga_SpaceCooling | Space Cooling | 0.058598 | 0.062155 | 0.06259 | 0.062752 | 0.062711 | 0.062576 | 0.062453 | 0.06243 | 0.062446 | 0.062545 | 0.062667 | 0.062853 | 0.06307 | 0.063308 | 0.063572 | 0.063894 | 0.064259 | 0.064725 | 0.065211 | 0.065681 | 0.066162 | 0.066587 | 0.066993 | 0.067365 | 0.067759 | 0.068145 | 0.0060556
RKI000:ga_WaterHeating | Water Heating | 1.0243 | 1.0352 | 1.0454 | 1.0552 | 1.0533 | 1.0498 | 1.0469 | 1.0452 | 1.0426 | 1.042 | 1.043 | 1.0435 | 1.043 | 1.0422 | 1.0409 | 1.0393 | 1.037 | 1.0347 | 1.0321 | 1.0291 | 1.0254 | 1.0207 | 1.0151 | 1.0094 | 1.0039 | 0.99913 | -0.00099335
RKI000:ga_Cooking | Cooking | 0.077268 | 0.077256 | 0.077247 | 0.077222 | 0.077195 | 0.077167 | 0.077124 | 0.077065 | 0.077006 | 0.07697 | 0.076962 | 0.076991 | 0.07706 | 0.077217 | 0.077432 | 0.077712 | 0.078045 | 0.07843 | 0.078816 | 0.079203 | 0.079599 | 0.080006 | 0.080424 | 0.080855 | 0.081299 | 0.081761 | 0.0022634
RKI000:ga_ClothesDryers | Clothes Dryers | 0.039574 | 0.040284 | 0.04092 | 0.041544 | 0.042109 | 0.042643 | 0.043187 | 0.043759 | 0.044208 | 0.044701 | 0.045238 | 0.045826 | 0.046396 | 0.046978 | 0.047561 | 0.048146 | 0.048724 | 0.049352 | 0.050015 | 0.050707 | 0.051406 | 0.052088 | 0.052756 | 0.053424 | 0.0541 | 0.054789 | 0.013098
RKI000:ga_OtherNatGas | Other Uses 9/ | 0.60835 | 0.61167 | 0.61395 | 0.61501 | 0.61462 | 0.61322 | 0.61157 | 0.61025 | 0.60843 | 0.60709 | 0.6059 | 0.60509 | 0.60413 | 0.60332 | 0.60256 | 0.60191 | 0.60136 | 0.60121 | 0.6013 | 0.60158 | 0.60179 | 0.60166 | 0.60125 | 0.60076 | 0.6003 | 0.59992 | -0.00055794
RKI000:ga_DeliveredEner | Delivered Energy | 4.9261 | 4.7563 | 4.8872 | 4.8801 | 4.8419 | 4.7929 | 4.7416 | 4.6952 | 4.6478 | 4.6057 | 4.5666 | 4.53 | 4.4917 | 4.4553 | 4.4192 | 4.3843 | 4.3493 | 4.3188 | 4.2901 | 4.2629 | 4.2365 | 4.2077 | 4.1765 | 4.1454 | 4.115 | 4.0864 | -0.0074476
Distillate Fuel Oil 10/
RKI000:ha_SpaceHeating | Space Heating | 0.42537 | 0.40916 | 0.40482 | 0.39843 | 0.3916 | 0.38542 | 0.37914 | 0.37318 | 0.36729 | 0.36188 | 0.35655 | 0.35144 | 0.34648 | 0.34171 | 0.33711 | 0.33258 | 0.32808 | 0.32378 | 0.31953 | 0.31543 | 0.31137 | 0.3074 | 0.30342 | 0.29946 | 0.29552 | 0.29173 | -0.014972
RKI000:ha_WaterHeating | Water Heating | 0.037857 | 0.035875 | 0.033765 | 0.03176 | 0.029822 | 0.028183 | 0.026771 | 0.025623 | 0.024712 | 0.024075 | 0.023676 | 0.023234 | 0.022778 | 0.022309 | 0.021834 | 0.021354 | 0.020862 | 0.020367 | 0.01987 | 0.019372 | 0.01887 | 0.018372 | 0.017881 | 0.017401 | 0.01694 | 0.016509 | -0.032652
RKI000:Other_ha_ha | Other Uses 11/ | 0.026055 | 0.026324 | 0.026369 | 0.02631 | 0.026206 | 0.026145 | 0.026071 | 0.02601 | 0.025943 | 0.025899 | 0.025849 | 0.025803 | 0.025762 | 0.025724 | 0.02569 | 0.025657 | 0.025618 | 0.025583 | 0.025549 | 0.025516 | 0.025477 | 0.025438 | 0.025396 | 0.025351 | 0.025306 | 0.025271 | -0.0012221
RKI000:ha_DeliveredEner | Delivered Energy | 0.48928 | 0.47136 | 0.46495 | 0.4565 | 0.44762 | 0.43975 | 0.43198 | 0.42481 | 0.41795 | 0.41185 | 0.40607 | 0.40047 | 0.39502 | 0.38974 | 0.38464 | 0.37959 | 0.37457 | 0.36974 | 0.36497 | 0.36033 | 0.35574 | 0.35124 | 0.34672 | 0.34224 | 0.3378 | 0.33355 | -0.015209
Propane
RKI000:ia_SpaceHeating | Space Heating | 0.37752 | 0.36312 | 0.3412 | 0.33858 | 0.3341 | 0.32857 | 0.32222 | 0.31595 | 0.30998 | 0.30452 | 0.29948 | 0.29477 | 0.29023 | 0.28586 | 0.28161 | 0.2776 | 0.27385 | 0.27052 | 0.26755 | 0.26486 | 0.26236 | 0.25988 | 0.25727 | 0.25462 | 0.25197 | 0.24938 | -0.016449
RKI000:ia_WaterHeating | Water Heating | 0.058525 | 0.059045 | 0.059788 | 0.06039 | 0.059603 | 0.058604 | 0.057557 | 0.056584 | 0.055702 | 0.055021 | 0.054534 | 0.053959 | 0.053307 | 0.052582 | 0.051789 | 0.050962 | 0.050118 | 0.049286 | 0.048476 | 0.047684 | 0.046888 | 0.04607 | 0.045236 | 0.044409 | 0.043616 | 0.042878 | -0.012367
RKI000:ia_Cooking | Cooking | 0.010417 | 0.010383 | 0.010353 | 0.010321 | 0.010288 | 0.010251 | 0.010209 | 0.010161 | 0.01011 | 0.010055 | 0.0099962 | 0.0099328 | 0.0098648 | 0.0098131 | 0.0097768 | 0.0097585 | 0.0097593 | 0.0097802 | 0.0097987 | 0.009815 | 0.0098303 | 0.0098445 | 0.0098571 | 0.009868 | 0.0098773 | 0.0098855 | -0.0020922
RKI000:ia_OtherUses | Other Uses 12/ | 0.078037 | 0.081169 | 0.084197 | 0.086919 | 0.089322 | 0.091503 | 0.0935 | 0.095471 | 0.09741 | 0.099465 | 0.10161 | 0.10382 | 0.10602 | 0.10822 | 0.11039 | 0.11258 | 0.11481 | 0.11715 | 0.11959 | 0.12212 | 0.12467 | 0.12718 | 0.12965 | 0.13209 | 0.13455 | 0.13705 | 0.022782
RKI000:ia_DeliveredEner | Delivered Energy | 0.5245 | 0.51372 | 0.49554 | 0.49621 | 0.49331 | 0.48893 | 0.48349 | 0.47816 | 0.4732 | 0.46906 | 0.46562 | 0.46248 | 0.45943 | 0.45648 | 0.45357 | 0.4509 | 0.44854 | 0.44674 | 0.44542 | 0.44448 | 0.44375 | 0.44298 | 0.44201 | 0.44099 | 0.44002 | 0.43919 | -0.0070753
RKI000:ja_MarketedRenew | Marketed Renewables (wood) 13/ | 0.37139 | 0.3429 | 0.33499 | 0.3312 | 0.32895 | 0.32363 | 0.31937 | 0.31564 | 0.31281 | 0.30913 | 0.30583 | 0.30201 | 0.29809 | 0.2942 | 0.28995 | 0.28554 | 0.28127 | 0.27738 | 0.27363 | 0.27008 | 0.26697 | 0.26398 | 0.26129 | 0.25882 | 0.25658 | 0.25414 | -0.01506
Energy Consumption by End Use 1/
RKI000:ka_SpaceHeating | Space Heating | 4.8873 | 4.6105 | 4.6942 | 4.6635 | 4.6124 | 4.5474 | 4.4788 | 4.4143 | 4.3519 | 4.292 | 4.2343 | 4.1793 | 4.1237 | 4.0705 | 4.0179 | 3.9665 | 3.9159 | 3.8705 | 3.8277 | 3.787 | 3.7488 | 3.7095 | 3.6686 | 3.6283 | 3.5889 | 3.5503 | -0.012703
RKI000:ka_SpaceCooling | Space Cooling | 0.98317 | 1.046 | 1.0604 | 1.0743 | 1.0855 | 1.0926 | 1.099 | 1.1066 | 1.1148 | 1.1245 | 1.1352 | 1.1473 | 1.1601 | 1.1734 | 1.1872 | 1.2018 | 1.2174 | 1.2349 | 1.2535 | 1.2721 | 1.2914 | 1.3097 | 1.3273 | 1.3443 | 1.362 | 1.3795 | 0.013641
RKI000:ka_WaterHeating | Water Heating | 1.5732 | 1.5749 | 1.5782 | 1.582 | 1.5607 | 1.5334 | 1.5058 | 1.4813 | 1.4578 | 1.4386 | 1.4231 | 1.4088 | 1.3951 | 1.3828 | 1.3717 | 1.3619 | 1.3532 | 1.3462 | 1.3407 | 1.3348 | 1.3282 | 1.3204 | 1.3117 | 1.3028 | 1.2945 | 1.2871 | -0.0079968
RKI000:ka_Refrigeration | Refrigeration | 0.34956 | 0.34853 | 0.34743 | 0.34621 | 0.34526 | 0.34202 | 0.33903 | 0.3363 | 0.3338 | 0.33147 | 0.32937 | 0.32765 | 0.32634 | 0.32546 | 0.32499 | 0.32494 | 0.32529 | 0.32607 | 0.32728 | 0.32891 | 0.33105 | 0.33371 | 0.33687 | 0.34001 | 0.34313 | 0.34623 | -0.00038328
RKI000:ka_Cooking | Cooking | 0.15605 | 0.15688 | 0.15775 | 0.1586 | 0.15944 | 0.16028 | 0.1611 | 0.16191 | 0.16271 | 0.16353 | 0.16437 | 0.16526 | 0.16616 | 0.1671 | 0.16803 | 0.16896 | 0.16986 | 0.17074 | 0.17158 | 0.1724 | 0.17322 | 0.17404 | 0.17487 | 0.17569 | 0.17652 | 0.17736 | 0.0051331
RKI000:ka_ClothesDryers | Clothes Dryers | 0.22991 | 0.23112 | 0.23272 | 0.23462 | 0.23585 | 0.236 | 0.23555 | 0.23479 | 0.23433 | 0.2343 | 0.23472 | 0.23564 | 0.23691 | 0.23869 | 0.24092 | 0.24367 | 0.24703 | 0.25042 | 0.25392 | 0.25746 | 0.26102 | 0.26442 | 0.26762 | 0.27068 | 0.27381 | 0.27686 | 0.0074614
RKI000:ka_Freezers | Freezers | 0.079278 | 0.079241 | 0.079217 | 0.07916 | 0.079073 | 0.07857 | 0.078007 | 0.077404 | 0.076823 | 0.076257 | 0.075716 | 0.075195 | 0.074693 | 0.074214 | 0.073757 | 0.073328 | 0.072937 | 0.072586 | 0.072278 | 0.072012 | 0.071802 | 0.07166 | 0.071579 | 0.071571 | 0.071643 | 0.0718 | -0.0039551
RKI000:ka_Lighting | Lighting 2/ | 0.18285 | 0.18222 | 0.18357 | 0.18564 | 0.18744 | 0.18699 | 0.18642 | 0.18626 | 0.1864 | 0.18674 | 0.18722 | 0.18775 | 0.18823 | 0.18872 | 0.1894 | 0.18704 | 0.18509 | 0.18369 | 0.18285 | 0.18248 | 0.18238 | 0.18231 | 0.1822 | 0.18219 | 0.18238 | 0.18259 | -5.6798e-05
RKI000:ka_ClothesWasher | Clothes Washers 3/ | 0.040723 | 0.039741 | 0.03875 | 0.037583 | 0.036385 | 0.034992 | 0.03354 | 0.032 | 0.030665 | 0.029534 | 0.028609 | 0.027904 | 0.027429 | 0.02721 | 0.027261 | 0.027311 | 0.027362 | 0.02742 | 0.027486 | 0.027564 | 0.027658 | 0.027768 | 0.02789 | 0.028024 | 0.028167 | 0.028319 | -0.014426
RKI000:ka_Dishwashers | Dishwashers 3/ | 0.037162 | 0.038076 | 0.03836 | 0.038523 | 0.038637 | 0.038703 | 0.03872 | 0.038689 | 0.038734 | 0.038861 | 0.039071 | 0.039371 | 0.039764 | 0.040262 | 0.040872 | 0.041477 | 0.042076 | 0.042674 | 0.043273 | 0.043876 | 0.044488 | 0.045111 | 0.045741 | 0.046379 | 0.047023 | 0.047676 | 0.010016
RKI000:ka_ColorTelevisi | Televisions and Related Equipment 4/ | 0.12484 | 0.12218 | 0.11996 | 0.11809 | 0.1161 | 0.11381 | 0.11152 | 0.1094 | 0.10749 | 0.10573 | 0.10414 | 0.10272 | 0.10141 | 0.10027 | 0.099267 | 0.098398 | 0.097694 | 0.097154 | 0.096815 | 0.096643 | 0.096638 | 0.096759 | 0.096903 | 0.097108 | 0.097404 | 0.097758 | -0.0097335
RKI000:ka_PersonalCompu | Computers and Related Equipment 5/ | 0.097012 | 0.095324 | 0.093865 | 0.092524 | 0.090934 | 0.088982 | 0.086906 | 0.084865 | 0.082885 | 0.080946 | 0.079062 | 0.07725 | 0.075484 | 0.073799 | 0.072189 | 0.070667 | 0.069258 | 0.06799 | 0.066879 | 0.065919 | 0.065114 | 0.064456 | 0.063893 | 0.063459 | 0.063206 | 0.063082 | -0.017068
RKI000:ka_FurnaceFans | Furnace Fans and Boiler Circulation Pumps | 0.15744 | 0.1529 | 0.15378 | 0.15412 | 0.15401 | 0.15365 | 0.15307 | 0.15266 | 0.15217 | 0.15166 | 0.15102 | 0.15023 | 0.14911 | 0.14769 | 0.14591 | 0.14383 | 0.14144 | 0.13902 | 0.13644 | 0.13382 | 0.13126 | 0.12871 | 0.12613 | 0.12373 | 0.12152 | 0.11952 | -0.010961
RKI000:ka_OtherUses | Other Uses 14/ | 2.7444 | 2.7689 | 2.6762 | 2.7168 | 2.7528 | 2.783 | 2.8106 | 2.8392 | 2.8684 | 2.9015 | 2.9362 | 2.9717 | 3.0081 | 3.0454 | 3.0824 | 3.1155 | 3.1511 | 3.1888 | 3.2289 | 3.2702 | 3.3076 | 3.3483 | 3.3881 | 3.428 | 3.4691 | 3.5111 | 0.0099028
RKI000:ka_GrsEndUseCons | Gross End-use Electricity Consumption | 11.6429 | 11.4466 | 11.4544 | 11.4817 | 11.4546 | 11.3903 | 11.318 | 11.2557 | 11.199 | 11.1557 | 11.1221 | 11.096 | 11.0725 | 11.0556 | 11.0418 | 11.0254 | 11.0156 | 11.0182 | 11.0296 | 11.0453 | 11.0606 | 11.0768 | 11.0893 | 11.1022 | 11.1193 | 11.1392 | -0.0017674
RKI000:ka_PurElecEVCha | Purchased Electricity for Electric Vehicle Charging 7/ | 0.070135 | 0.091487 | 0.1193 | 0.15019 | 0.1805 | 0.20873 | 0.23312 | 0.25519 | 0.27699 | 0.29924 | 0.32177 | 0.34432 | 0.3669 | 0.38932 | 0.41114 | 0.43247 | 0.45277 | 0.47239 | 0.4913 | 0.50967 | 0.52751 | 0.54464 | 0.56095 | 0.57689 | 0.59221 | 0.60719 | 0.090174
RKI000:ka_OwnGeneration | On-site Generation for Own Use | 0.18513 | 0.19618 | 0.20807 | 0.22029 | 0.23191 | 0.24405 | 0.25699 | 0.26999 | 0.28356 | 0.29791 | 0.31315 | 0.32913 | 0.34616 | 0.36399 | 0.38263 | 0.40192 | 0.42192 | 0.44253 | 0.46366 | 0.48558 | 0.50806 | 0.53128 | 0.55523 | 0.58008 | 0.60541 | 0.63153 | 0.050308
RKI000:ka_DeliveredEner | Delivered Energy 8/ | 11.5279 | 11.3419 | 11.3656 | 11.4116 | 11.4031 | 11.355 | 11.2942 | 11.2409 | 11.1924 | 11.157 | 11.1307 | 11.1112 | 11.0932 | 11.0809 | 11.0703 | 11.056 | 11.0465 | 11.048 | 11.0573 | 11.0694 | 11.08 | 11.0901 | 11.0951 | 11.0991 | 11.1061 | 11.1148 | -0.0014584
RKI000:la_ElectricityRe | Electricity Related Losses 15/ | 7.1677 | 7.1546 | 6.5145 | 6.3125 | 6.2212 | 6.1317 | 5.9452 | 5.8393 | 5.7835 | 5.6923 | 5.634 | 5.5781 | 5.5564 | 5.5519 | 5.5371 | 5.5039 | 5.4754 | 5.4789 | 5.494 | 5.5119 | 5.5275 | 5.5469 | 5.5689 | 5.5886 | 5.5896 | 5.6078 | -0.0097686
Total Energy Consumption by End Use 1/
RKI000:ma_SpaceHeating | Space Heating | 5.6764 | 5.352 | 5.3778 | 5.3173 | 5.2488 | 5.1671 | 5.0722 | 4.9899 | 4.9145 | 4.8376 | 4.7658 | 4.6971 | 4.6305 | 4.5679 | 4.5048 | 4.4419 | 4.3799 | 4.3259 | 4.2753 | 4.227 | 4.1814 | 4.1348 | 4.0867 | 4.0392 | 3.9913 | 3.9455 | -0.014444
RKI000:ma_SpaceCooling | Space Cooling | 2.2094 | 2.3359 | 2.265 | 2.2407 | 2.2357 | 2.2277 | 2.2022 | 2.1933 | 2.194 | 2.1894 | 2.1917 | 2.196 | 2.2074 | 2.2221 | 2.2352 | 2.2472 | 2.2607 | 2.2827 | 2.308 | 2.3336 | 2.3603 | 2.3854 | 2.4099 | 2.433 | 2.4534 | 2.4764 | 0.0045739
RKI000:ma_WaterHeating | Water Heating | 2.1734 | 2.1581 | 2.1085 | 2.0832 | 2.0307 | 1.9707 | 1.9044 | 1.8496 | 1.8012 | 1.7571 | 1.7205 | 1.6874 | 1.6586 | 1.6339 | 1.6116 | 1.5919 | 1.575 | 1.5628 | 1.5539 | 1.5448 | 1.5349 | 1.5239 | 1.5122 | 1.5002 | 1.4884 | 1.4783 | -0.015298
RKI000:ma_Refrigeration | Refrigeration | 0.81319 | 0.80545 | 0.76689 | 0.74542 | 0.73357 | 0.71895 | 0.69983 | 0.68632 | 0.6761 | 0.66384 | 0.6538 | 0.64453 | 0.6379 | 0.63291 | 0.62812 | 0.62343 | 0.61961 | 0.61806 | 0.61773 | 0.61831 | 0.61985 | 0.62247 | 0.62626 | 0.62991 | 0.63246 | 0.63583 | -0.0097926
RKI000:ma_Cooking | Cooking | 0.24671 | 0.24766 | 0.24244 | 0.24053 | 0.24038 | 0.24057 | 0.23961 | 0.23964 | 0.24023 | 0.24024 | 0.24063 | 0.24101 | 0.24181 | 0.24275 | 0.24342 | 0.24381 | 0.24409 | 0.24463 | 0.24521 | 0.24576 | 0.24631 | 0.24689 | 0.24753 | 0.24814 | 0.24848 | 0.24905 | 0.00037643
RKI000:ma_ClothesDryers | Clothes Dryers | 0.48234 | 0.48132 | 0.46429 | 0.45725 | 0.45375 | 0.4491 | 0.44026 | 0.4336 | 0.42929 | 0.42442 | 0.42137 | 0.41922 | 0.4188 | 0.41979 | 0.42128 | 0.42329 | 0.42644 | 0.43048 | 0.43489 | 0.43938 | 0.44387 | 0.44814 | 0.45219 | 0.45593 | 0.45907 | 0.46262 | -0.001669
RKI000:ma_Freezers | Freezers | 0.18442 | 0.18313 | 0.17486 | 0.17044 | 0.16801 | 0.16516 | 0.16102 | 0.15796 | 0.1556 | 0.15272 | 0.1503 | 0.14792 | 0.146 | 0.14432 | 0.14255 | 0.14069 | 0.13893 | 0.13759 | 0.13642 | 0.13537 | 0.13444 | 0.13367 | 0.13307 | 0.1326 | 0.13205 | 0.13186 | -0.013331
RKI000:ma_Lighting | Lighting 2/ | 0.42536 | 0.4211 | 0.40519 | 0.3997 | 0.39825 | 0.39307 | 0.38482 | 0.38012 | 0.37756 | 0.374 | 0.37163 | 0.36934 | 0.36792 | 0.367 | 0.36606 | 0.35885 | 0.35255 | 0.34818 | 0.34511 | 0.34303 | 0.34149 | 0.34006 | 0.33873 | 0.33754 | 0.33616 | 0.33531 | -0.0094692
RKI000:ma_ClothesWasher | Clothes Washers 3/ | 0.094734 | 0.091842 | 0.085534 | 0.080919 | 0.077308 | 0.073556 | 0.069233 | 0.065305 | 0.062111 | 0.059149 | 0.05679 | 0.05489 | 0.053614 | 0.052914 | 0.052689 | 0.052399 | 0.052117 | 0.051974 | 0.051879 | 0.051816 | 0.051786 | 0.051795 | 0.05185 | 0.051918 | 0.051918 | 0.052006 | -0.023703
RKI000:ma_Dishwashers | Dishwashers 3/ | 0.086449 | 0.087993 | 0.084672 | 0.082943 | 0.082093 | 0.081355 | 0.079926 | 0.078954 | 0.078456 | 0.077828 | 0.077556 | 0.077447 | 0.077726 | 0.078297 | 0.078995 | 0.079577 | 0.080144 | 0.080888 | 0.081676 | 0.08248 | 0.083298 | 0.084146 | 0.085037 | 0.085923 | 0.086674 | 0.087555 | 0.00050856
RKI000:ma_ColorTelevisi | Televisions and Related Equipment 4/ | 0.29041 | 0.28235 | 0.26479 | 0.25425 | 0.24667 | 0.23923 | 0.23019 | 0.22326 | 0.21772 | 0.21176 | 0.20673 | 0.20206 | 0.19823 | 0.195 | 0.19186 | 0.18879 | 0.18608 | 0.18415 | 0.18273 | 0.18168 | 0.18094 | 0.18048 | 0.18015 | 0.17991 | 0.17954 | 0.17953 | -0.019055
RKI000:ma_PersonalCompu | Computers and Related Equipment 5/ | 0.22568 | 0.22029 | 0.20719 | 0.19921 | 0.19321 | 0.18705 | 0.17939 | 0.17319 | 0.16788 | 0.16211 | 0.15694 | 0.15196 | 0.14755 | 0.14352 | 0.13952 | 0.13558 | 0.13192 | 0.12887 | 0.12623 | 0.12392 | 0.12192 | 0.12023 | 0.11878 | 0.11757 | 0.1165 | 0.11585 | -0.02632
RKI000:ma_FurnaceFans | Furnace Fans and Boiler Circulation Pumps | 0.36624 | 0.35335 | 0.33943 | 0.33183 | 0.32723 | 0.32298 | 0.31597 | 0.31154 | 0.30822 | 0.30373 | 0.29978 | 0.29552 | 0.29146 | 0.2872 | 0.282 | 0.27595 | 0.26942 | 0.26351 | 0.25753 | 0.25156 | 0.24576 | 0.24008 | 0.23449 | 0.22923 | 0.22398 | 0.21949 | -0.020271
RKI000:ma_OtherUses | Other Uses 14/ | 5.4394 | 5.4562 | 5.0324 | 5.0098 | 5.0278 | 5.0445 | 5.0235 | 5.0326 | 5.0595 | 5.0764 | 5.106 | 5.1351 | 5.1773 | 5.2258 | 5.2686 | 5.2975 | 5.3309 | 5.3781 | 5.432 | 5.4884 | 5.5371 | 5.5929 | 5.6491 | 5.7044 | 5.7533 | 5.8103 | 0.0026422
RKI000:ma_Total | Total Gross End-use Consumption | 18.7142 | 18.4767 | 17.819 | 17.6136 | 17.4635 | 17.281 | 17.0026 | 16.8153 | 16.6825 | 16.5303 | 16.4196 | 16.3195 | 16.2548 | 16.2135 | 16.1667 | 16.1009 | 16.0478 | 16.0379 | 16.0487 | 16.067 | 16.0834 | 16.1049 | 16.1259 | 16.1454 | 16.1532 | 16.1797 | -0.0058041
RKI000:ma_PurElecEVCha | Purchased Electricity for Electric Vehicle Charging 7/ | 0.1665 | 0.21599 | 0.26925 | 0.33086 | 0.39272 | 0.44977 | 0.49374 | 0.53492 | 0.57698 | 0.61697 | 0.65833 | 0.69896 | 0.74106 | 0.7834 | 0.82336 | 0.86093 | 0.89608 | 0.93169 | 0.96628 | 0.99983 | 1.0323 | 1.0634 | 1.0933 | 1.1223 | 1.148 | 1.1746 | 0.08128
RKI000:ma_OwnGeneration | On-site Generation for Own Use | 0.18513 | 0.19618 | 0.20807 | 0.22029 | 0.23191 | 0.24405 | 0.25699 | 0.26999 | 0.28356 | 0.29791 | 0.31315 | 0.32913 | 0.34616 | 0.36399 | 0.38263 | 0.40192 | 0.42192 | 0.44253 | 0.46366 | 0.48558 | 0.50806 | 0.53128 | 0.55523 | 0.58008 | 0.60541 | 0.63153 | 0.050308
RKI000:ma_TtllOwnUseGen | Total Energy 8/ | 18.6955 | 18.4965 | 17.8802 | 17.7241 | 17.6243 | 17.4867 | 17.2393 | 17.0802 | 16.9759 | 16.8493 | 16.7648 | 16.6893 | 16.6497 | 16.6329 | 16.6074 | 16.5599 | 16.5219 | 16.527 | 16.5513 | 16.5813 | 16.6076 | 16.637 | 16.664 | 16.6877 | 16.6958 | 16.7227 | -0.0044507
Nonmarketed Renewables
RKI000:na_SolarHotWater | Solar Hot Water Heating | 0.049686 | 0.048802 | 0.049417 | 0.048901 | 0.048595 | 0.048426 | 0.048259 | 0.047826 | 0.047667 | 0.047592 | 0.04739 | 0.047233 | 0.047174 | 0.04714 | 0.047048 | 0.047019 | 0.046748 | 0.046573 | 0.046286 | 0.04604 | 0.045849 | 0.045748 | 0.04554 | 0.045423 | 0.045241 | 0.044974 | -0.0039774
RKI000:na_SolarPhotovol | Solar Photovoltaic 16/ | 0.22438 | 0.23718 | 0.25163 | 0.26654 | 0.28043 | 0.29502 | 0.31081 | 0.32653 | 0.34301 | 0.36047 | 0.37908 | 0.39858 | 0.41947 | 0.44134 | 0.46438 | 0.48824 | 0.51303 | 0.53852 | 0.56479 | 0.59209 | 0.62 | 0.64872 | 0.67829 | 0.70909 | 0.74038 | 0.77279 | 0.05071
RKI000:na_WindHuffPuff | Wind 16/ | 0.0005878 | 0.00058832 | 0.00058897 | 0.0005896 | 0.00059063 | 0.00059241 | 0.00059564 | 0.00060067 | 0.00060839 | 0.00061899 | 0.00063165 | 0.00064583 | 0.00066154 | 0.00067802 | 0.00069491 | 0.00071281 | 0.00073276 | 0.00075406 | 0.00077603 | 0.00079853 | 0.00082174 | 0.0008469 | 0.00087302 | 0.00090274 | 0.0009328 | 0.00096316 | 0.01995
RKI000:na_Total | Total | 0.27466 | 0.28657 | 0.30164 | 0.31603 | 0.32961 | 0.34404 | 0.35966 | 0.37496 | 0.39128 | 0.40868 | 0.4271 | 0.44646 | 0.46731 | 0.48916 | 0.51213 | 0.53597 | 0.56051 | 0.58584 | 0.61186 | 0.63893 | 0.66667 | 0.69532 | 0.7247 | 0.75542 | 0.78655 | 0.81873 | 0.044658
Heating Degree Days
RKI000:hdd_NewEngland | New England | 6045 | 5873 | 5850 | 5826 | 5803 | 5779 | 5755 | 5732 | 5708 | 5684 | 5661 | 5637 | 5613 | 5589 | 5566 | 5542 | 5518 | 5495 | 5471 | 5447 | 5423 | 5400 | 5376 | 5352 | 5328 | 5305 | -0.0052097
RKI000:hdd_MiddleAtlant | Middle Atlantic | 5404 | 5271 | 5249 | 5228 | 5207 | 5185 | 5164 | 5142 | 5121 | 5100 | 5078 | 5057 | 5035 | 5014 | 4993 | 4971 | 4950 | 4929 | 4907 | 4886 | 4865 | 4843 | 4822 | 4801 | 4780 | 4758 | -0.0050795
RKI000:hdd_EastNorthCen | East North Central | 5984 | 5836 | 5817 | 5798 | 5779 | 5760 | 5741 | 5722 | 5703 | 5683 | 5664 | 5645 | 5626 | 5607 | 5588 | 5569 | 5549 | 5530 | 5511 | 5492 | 5473 | 5453 | 5434 | 5415 | 5396 | 5377 | -0.0042692
RKI000:hdd_WestNorthCen | West North Central | 6267 | 6263 | 6251 | 6239 | 6227 | 6215 | 6203 | 6191 | 6178 | 6166 | 6153 | 6141 | 6128 | 6116 | 6103 | 6091 | 6078 | 6066 | 6053 | 6040 | 6028 | 6015 | 6002 | 5990 | 5977 | 5964 | -0.0019803
RKI000:hdd_SouthAtlantc | South Atlantic | 2431 | 2296 | 2280 | 2263 | 2245 | 2228 | 2210 | 2192 | 2175 | 2157 | 2139 | 2122 | 2104 | 2087 | 2069 | 2052 | 2034 | 2017 | 2000 | 1982 | 1965 | 1948 | 1930 | 1913 | 1896 | 1879 | -0.01025
RKI000:hdd_EastSouthCen | East South Central | 3231 | 3099 | 3084 | 3069 | 3053 | 3038 | 3023 | 3008 | 2992 | 2977 | 2961 | 2946 | 2930 | 2915 | 2900 | 2884 | 2869 | 2853 | 2838 | 2822 | 2807 | 2791 | 2776 | 2760 | 2745 | 2730 | -0.0067169
RKI000:hdd_WestSouthCen | West South Central | 1966 | 1889 | 1880 | 1870 | 1860 | 1851 | 1841 | 1831 | 1822 | 1812 | 1803 | 1793 | 1784 | 1774 | 1765 | 1756 | 1746 | 1737 | 1728 | 1718 | 1709 | 1700 | 1690 | 1681 | 1672 | 1663 | -0.0066728
RKI000:hdd_Mountain | Mountain | 4734 | 4833 | 4825 | 4816 | 4807 | 4799 | 4790 | 4782 | 4774 | 4766 | 4758 | 4750 | 4742 | 4734 | 4726 | 4718 | 4710 | 4702 | 4694 | 4687 | 4679 | 4671 | 4664 | 4656 | 4648 | 4641 | -0.00079331
RKI000:hdd_Pacific | Pacific | 3251 | 3291 | 3285 | 3279 | 3272 | 3266 | 3259 | 3252 | 3245 | 3238 | 3231 | 3224 | 3216 | 3209 | 3202 | 3195 | 3187 | 3180 | 3173 | 3165 | 3158 | 3151 | 3143 | 3136 | 3129 | 3122 | -0.0016182
RKI000:hdd_UnitedStates | United States | 3989.5723 | 3910.106 | 3891.6016 | 3872.8252 | 3853.7156 | 3835.1279 | 3816.1113 | 3797.1377 | 3778.501 | 3759.5527 | 3740.7109 | 3722.1609 | 3703.1575 | 3684.6523 | 3666.0649 | 3647.5562 | 3628.5244 | 3610.1992 | 3591.7322 | 3572.9053 | 3554.6526 | 3536.1577 | 3517.585 | 3499.5967 | 3481.7886 | 3464.1162 | -0.0056331
Cooling Degree Days
RKI000:cdd_NewEngland | New England | 530 | 626 | 633 | 640 | 647 | 654 | 662 | 669 | 676 | 683 | 690 | 697 | 704 | 712 | 719 | 726 | 733 | 740 | 747 | 754 | 761 | 769 | 776 | 783 | 790 | 797 | 0.016453
RKI000:cdd_MiddleAtlant | Middle Atlantic | 766 | 858 | 866 | 874 | 883 | 891 | 899 | 907 | 915 | 923 | 932 | 940 | 948 | 956 | 964 | 973 | 981 | 989 | 997 | 1005 | 1014 | 1022 | 1030 | 1038 | 1046 | 1055 | 0.012887
RKI000:cdd_EastNorthCen | East North Central | 873 | 857 | 862 | 867 | 871 | 876 | 881 | 886 | 890 | 895 | 900 | 905 | 909 | 914 | 919 | 924 | 928 | 933 | 938 | 943 | 948 | 952 | 957 | 962 | 967 | 972 | 0.0043061
RKI000:cdd_WestNorthCen | West North Central | 1052 | 1048 | 1053 | 1057 | 1062 | 1067 | 1071 | 1076 | 1081 | 1086 | 1090 | 1095 | 1100 | 1105 | 1109 | 1114 | 1119 | 1124 | 1129 | 1133 | 1138 | 1143 | 1148 | 1153 | 1158 | 1162 | 0.0039859
RKI000:cdd_SouthAtlantc | South Atlantic | 2319 | 2427 | 2442 | 2458 | 2473 | 2489 | 2505 | 2522 | 2538 | 2554 | 2570 | 2586 | 2603 | 2619 | 2635 | 2652 | 2668 | 2684 | 2701 | 2717 | 2734 | 2750 | 2767 | 2783 | 2800 | 2816 | 0.0077975
RKI000:cdd_EastSouthCen | East South Central | 1790 | 1783 | 1790 | 1797 | 1804 | 1811 | 1819 | 1826 | 1833 | 1840 | 1847 | 1854 | 1862 | 1869 | 1876 | 1883 | 1890 | 1898 | 1905 | 1912 | 1919 | 1926 | 1934 | 1941 | 1948 | 1955 | 0.0035332
RKI000:cdd_WestSouthCen | West South Central | 2916 | 2946 | 2961 | 2976 | 2990 | 3005 | 3020 | 3035 | 3049 | 3064 | 3079 | 3093 | 3108 | 3123 | 3138 | 3152 | 3167 | 3182 | 3197 | 3211 | 3226 | 3241 | 3255 | 3270 | 3285 | 3299 | 0.0049485
RKI000:cdd_Mountain | Mountain | 1515 | 1608 | 1617 | 1627 | 1636 | 1645 | 1655 | 1664 | 1673 | 1682 | 1691 | 1701 | 1710 | 1719 | 1728 | 1737 | 1746 | 1755 | 1764 | 1773 | 1782 | 1791 | 1800 | 1809 | 1818 | 1827 | 0.0075185
RKI000:cdd_Pacific | Pacific | 887 | 1040 | 1049 | 1058 | 1067 | 1076 | 1085 | 1094 | 1103 | 1112 | 1121 | 1131 | 1140 | 1149 | 1158 | 1167 | 1177 | 1186 | 1195 | 1204 | 1213 | 1223 | 1232 | 1241 | 1250 | 1259 | 0.014108
RKI000:cdd_UnitedStates | United States | 1516.4236 | 1589.8529 | 1602.1541 | 1614.6899 | 1626.8743 | 1639.4292 | 1652.1266 | 1664.9409 | 1677.3069 | 1689.963 | 1702.6976 | 1715.5259 | 1728.3977 | 1741.1991 | 1753.9226 | 1766.9214 | 1779.7961 | 1792.7117 | 1805.812 | 1818.5227 | 1831.7783 | 1844.8031 | 1857.874 | 1870.7853 | 1883.8203 | 1896.4698 | 0.0089857
Data source: U.S. Energy Information Administration (EIA), Short-Term Energy Outlook, November 2025, and EIA, Annual Energy Outlook 2026 (AEO2026)
National Energy Modeling System (NEMS) run electrnp.d021826a. Projections: EIA, AEO2026 NEMS run electrnp.d021826a.
Note: Totals may not equal sum of components due to independent rounding.
1/ Unless otherwise specified, energy consumption by end use includes all electricity consumed for that end use,
including purchased electricity and on-site generation for own use.
2/ Does not include Wi-Fi energy consumption associated with smart lighting.
3/ Does not include water heating portion of load.
4/ Includes televisions, set-top boxes, home theater systems, over-the-top streaming devices, and video game consoles.
5/ Includes desktop and laptop computers, monitors, and networking equipment.
6/ Includes (but is not limited to) dehumidifiers, ceiling fans, non-PC rechargeables, smart speakers, smartphones, tablets, microwaves,
coffee makers, miscellaneous refrigeration products, other small kitchen appliances, pool heaters, pool pumps, portable electric spas, and
security systems, as well as electric and electronic devices, heating elements, and motors not listed above.
7/ Electricity consumption when a vehicle is plugged in and charging at a residential location.
8/ Equal to gross end-use consumption plus purchased electricity for electric vehicle charging less on-site generation for own use.
9/ Includes such appliances as outdoor grills, natural gas-fueled lights, pool heaters, spa heaters, and backup electricity generators.
10/ Includes kerosene use.
11/ Includes such appliances as pool heaters, spa heaters, and backup electricity generators.
12/ Includes such appliances as outdoor grills, propane-fueled lights, pool heaters, spa heaters, and backup electricity generators.
13/ Includes wood used for primary and secondary heating in wood stoves or fireplaces as reported in the Residential Energy Consumption
Survey.
14/ Includes (but is not limited to) dehumidifiers, ceiling fans, non-PC rechargeables, smart speakers, smartphones, tables, microwaves,
coffee makers, miscellaneous refrigeration products, other small kitchen appliances, pool heaters, pool pumps, portable electric spas,
outdoor grills, natural gas- and propane-fueled lights, security systems, and backup electricity generators, as well as electric and
electronic devices, heating elements, and motors not listed above.
15/ Includes electricity losses for all electricity consumption at the residential location, including electric vehicle charging.
16/ Consumption for solar photovoltaic and wind reflects the generation converted to Btu by multiplying by the heat content of electricity (3,412 Btu/kWh).
Btu = British thermal unit
kWH = kilowatthour
-- = Not applicable

## AEO_T5_national
electrnp.d021826a
|  | Report | Annual Energy Outlook 2026
|  | Scenario | electrnp |  | Alternative Electricity and Transportation
|  | Datekey | d021826a
|  | Release Date |  | April 2026
5. Commercial Sector Key Indicators and Consumption
(quadrillion Btu, unless otherwise noted)
Avg Annual Change
| Key Indicators and Consumption | 2025 | 2026 | 2027 | 2028 | 2029 | 2030 | 2031 | 2032 | 2033 | 2034 | 2035 | 2036 | 2037 | 2038 | 2039 | 2040 | 2041 | 2042 | 2043 | 2044 | 2045 | 2046 | 2047 | 2048 | 2049 | 2050 | 2025-2050
Key Indicators
Total Floorspace (billion square feet) 1/
CKI000:da_Surviving | Surviving | 101.8455 | 103.1044 | 104.3142 | 105.4823 | 106.6284 | 107.7598 | 108.9023 | 110.0706 | 111.2677 | 112.5 | 113.7687 | 115.0739 | 116.4144 | 117.7805 | 119.1147 | 120.4153 | 121.6845 | 122.8979 | 124.0642 | 125.1985 | 126.3077 | 127.401 | 128.482 | 129.552 | 130.613 | 131.6656 | 0.010325
CKI000:da_NewAdditions | New Additions | 2.7984 | 2.7631 | 2.7356 | 2.7281 | 2.7281 | 2.7541 | 2.7954 | 2.8402 | 2.8917 | 2.9452 | 2.9994 | 3.0528 | 3.0973 | 3.0843 | 3.0694 | 3.0567 | 3.0191 | 2.9897 | 2.975 | 2.9668 | 2.9674 | 2.9713 | 2.9765 | 2.983 | 2.9903 | 2.9985 | 0.0027676
CKI000:da_Total | Total | 104.6439 | 105.8676 | 107.0499 | 108.2105 | 109.3566 | 110.514 | 111.6977 | 112.9108 | 114.1595 | 115.4452 | 116.7681 | 118.1267 | 119.5117 | 120.8648 | 122.1842 | 123.472 | 124.7036 | 125.8876 | 127.0392 | 128.1653 | 129.2751 | 130.3723 | 131.4585 | 132.5351 | 133.6032 | 134.6641 | 0.01014
Energy Consumption Intensity
(thousand Btu per square foot)
CKI000:ea_DeliveredEner | Gross End-use Consumption 2/ | 94.6086 | 95.201 | 94.8945 | 94.3916 | 93.6782 | 92.7333 | 91.8405 | 91.1409 | 90.5332 | 90.0252 | 89.527 | 89.105 | 88.6839 | 88.3047 | 87.9521 | 87.6097 | 87.3205 | 87.0995 | 86.907 | 86.7353 | 86.5534 | 86.3039 | 85.9853 | 85.6331 | 85.2645 | 84.8973 | -0.0043229
CKI000:ea_ElectricityRe | Delivered Energy Consumption | 93.0843 | 93.5132 | 93.0748 | 92.5196 | 91.7827 | 90.8092 | 89.8996 | 89.1918 | 88.5732 | 88.0385 | 87.524 | 87.0926 | 86.6389 | 86.2286 | 85.8337 | 85.4582 | 85.1607 | 84.9163 | 84.7201 | 84.5414 | 84.3573 | 84.0937 | 83.7532 | 83.3788 | 82.9978 | 82.6097 | -0.0047638
Energy Consumption by Fuel
Electricity 2/
CKI000:ga_SpaceHeating | Space Heating 3/ | 0.20086 | 0.19399 | 0.19233 | 0.19124 | 0.18969 | 0.1879 | 0.18603 | 0.18411 | 0.18223 | 0.18024 | 0.1782 | 0.17623 | 0.1741 | 0.17193 | 0.16966 | 0.16737 | 0.1651 | 0.16281 | 0.16051 | 0.15816 | 0.15582 | 0.15336 | 0.15071 | 0.14803 | 0.14539 | 0.14267 | -0.01359
CKI000:ga_SpaceCooling | Space Cooling 3/ 4/ | 0.56684 | 0.59447 | 0.60086 | 0.60903 | 0.61581 | 0.62007 | 0.62496 | 0.63045 | 0.63641 | 0.64295 | 0.6498 | 0.65745 | 0.66527 | 0.67323 | 0.6811 | 0.68931 | 0.69798 | 0.7071 | 0.71693 | 0.72701 | 0.73755 | 0.74767 | 0.75734 | 0.76694 | 0.77709 | 0.78724 | 0.013225
CKI000:ga_WaterHeating | Water Heating 3/ | 0.073797 | 0.072726 | 0.072052 | 0.07164 | 0.071071 | 0.070187 | 0.069283 | 0.068399 | 0.067566 | 0.066746 | 0.065932 | 0.065184 | 0.064425 | 0.063673 | 0.062916 | 0.062153 | 0.061431 | 0.060716 | 0.060034 | 0.059364 | 0.058695 | 0.058002 | 0.057258 | 0.056503 | 0.055764 | 0.055011 | -0.011683
CKI000:ga_Ventilation | Ventilation 4/ | 0.77258 | 0.77808 | 0.78722 | 0.79895 | 0.80862 | 0.81285 | 0.8174 | 0.82249 | 0.82842 | 0.83473 | 0.84141 | 0.84894 | 0.8565 | 0.86421 | 0.87185 | 0.87961 | 0.88787 | 0.89626 | 0.90509 | 0.91416 | 0.92337 | 0.93217 | 0.94026 | 0.94815 | 0.95642 | 0.96452 | 0.0089153
CKI000:ga_Cooking | Cooking | 0.083991 | 0.083245 | 0.082882 | 0.08275 | 0.082396 | 0.081708 | 0.080997 | 0.080317 | 0.079704 | 0.079116 | 0.078533 | 0.077998 | 0.077442 | 0.076881 | 0.076298 | 0.075702 | 0.075151 | 0.074597 | 0.074065 | 0.073538 | 0.073002 | 0.072417 | 0.071763 | 0.071082 | 0.070415 | 0.069721 | -0.0074204
CKI000:ga_Lighting | Lighting | 0.56465 | 0.55333 | 0.54733 | 0.54543 | 0.54359 | 0.53232 | 0.52262 | 0.5142 | 0.50678 | 0.49978 | 0.49295 | 0.48729 | 0.48249 | 0.4785 | 0.47512 | 0.47012 | 0.46641 | 0.46348 | 0.4613 | 0.45964 | 0.4584 | 0.45726 | 0.45599 | 0.45471 | 0.45369 | 0.4527 | -0.0088004
CKI000:ga_Refrigeration | Refrigeration | 0.36673 | 0.36595 | 0.36617 | 0.367 | 0.36756 | 0.36664 | 0.36621 | 0.36611 | 0.36639 | 0.36695 | 0.36776 | 0.36885 | 0.37005 | 0.37124 | 0.37238 | 0.37349 | 0.37483 | 0.3761 | 0.37739 | 0.37866 | 0.3799 | 0.38101 | 0.38196 | 0.38281 | 0.38365 | 0.38442 | 0.0018852
CKI000:ga_DataCtrServ | Data Center Servers 4/ | 0.35769 | 0.4037 | 0.45297 | 0.50386 | 0.5558 | 0.60811 | 0.66098 | 0.71486 | 0.76973 | 0.82541 | 0.88172 | 0.93839 | 0.99515 | 1.0513 | 1.1064 | 1.1598 | 1.2114 | 1.2604 | 1.3068 | 1.3499 | 1.3895 | 1.4248 | 1.4555 | 1.4812 | 1.5018 | 1.5201 | 0.059582
CKI000:ha_CompOfficeEquipme | Computers and office equipment 5/ | 0.21695 | 0.21174 | 0.20712 | 0.20268 | 0.19826 | 0.19391 | 0.18983 | 0.18572 | 0.18247 | 0.17971 | 0.17707 | 0.17504 | 0.17318 | 0.17145 | 0.17038 | 0.16903 | 0.16737 | 0.16648 | 0.16481 | 0.16345 | 0.16186 | 0.16063 | 0.15854 | 0.15621 | 0.15364 | 0.15081 | -0.014442
CKI000:ha_OtherUses | Other Uses 4/ 6/ | 1.9492 | 2.1337 | 2.1397 | 2.1391 | 2.1382 | 2.136 | 2.1343 | 2.1335 | 2.1342 | 2.1363 | 2.1396 | 2.145 | 2.1512 | 2.1579 | 2.1649 | 2.1722 | 2.1794 | 2.1868 | 2.1949 | 2.203 | 2.2121 | 2.2211 | 2.2301 | 2.2397 | 2.2497 | 2.2604 | 0.005943
CKI000:ha_ElecSubtotal | Gross End-use Electricity Consumption | 5.1533 | 5.391 | 5.4486 | 5.5117 | 5.571 | 5.6097 | 5.6526 | 5.7001 | 5.7539 | 5.8119 | 5.873 | 5.9403 | 6.0097 | 6.0803 | 6.1509 | 6.2188 | 6.287 | 6.3548 | 6.4218 | 6.4869 | 6.5502 | 6.6084 | 6.6595 | 6.7053 | 6.7476 | 6.7875 | 0.011079
CKI000:ha_PurchElecEVCha | Purchased Electricity for Electric Vehicle Charging 7/ | 0.031625 | 0.041349 | 0.053095 | 0.066244 | 0.079603 | 0.092543 | 0.10442 | 0.11564 | 0.12697 | 0.1385 | 0.15039 | 0.16246 | 0.1748 | 0.18724 | 0.19959 | 0.21229 | 0.22536 | 0.23924 | 0.25397 | 0.26994 | 0.28712 | 0.30474 | 0.3227 | 0.34104 | 0.35961 | 0.37826 | 0.10436
CKI000:ha_OwnGeneration | On-site Generation for Own Use | 0.15951 | 0.17868 | 0.19481 | 0.20257 | 0.20728 | 0.21265 | 0.21679 | 0.22007 | 0.22376 | 0.22936 | 0.23389 | 0.23771 | 0.24441 | 0.25093 | 0.25883 | 0.26565 | 0.26933 | 0.27484 | 0.27782 | 0.28117 | 0.28391 | 0.28816 | 0.29342 | 0.29878 | 0.30283 | 0.30806 | 0.026677
CKI000:ha_PurchasedElec | Purchased Electricity at Commercial Location 8/ | 5.0254 | 5.2536 | 5.3069 | 5.3754 | 5.4433 | 5.4896 | 5.5402 | 5.5957 | 5.6572 | 5.721 | 5.7895 | 5.8651 | 5.9401 | 6.0166 | 6.0917 | 6.1654 | 6.243 | 6.3192 | 6.398 | 6.4756 | 6.5534 | 6.625 | 6.6888 | 6.7476 | 6.8044 | 6.8578 | 0.012513
Natural Gas
CKI000:ia_SpaceHeating | Space Heating 3/ | 1.6774 | 1.659 | 1.6553 | 1.6402 | 1.6146 | 1.5854 | 1.5582 | 1.5397 | 1.5256 | 1.515 | 1.5042 | 1.4947 | 1.4848 | 1.4748 | 1.4642 | 1.4538 | 1.4438 | 1.4355 | 1.4278 | 1.4208 | 1.4132 | 1.4032 | 1.3916 | 1.3797 | 1.3678 | 1.3563 | -0.0084646
CKI000:ia_SpaceCooling | Space Cooling 3/ | 0.015692 | 0.017612 | 0.017945 | 0.018169 | 0.018287 | 0.018392 | 0.018555 | 0.018871 | 0.01928 | 0.019785 | 0.020338 | 0.020947 | 0.021603 | 0.022292 | 0.023007 | 0.023771 | 0.024568 | 0.025421 | 0.026326 | 0.027285 | 0.028298 | 0.029311 | 0.030356 | 0.031435 | 0.03257 | 0.033763 | 0.031122
CKI000:ia_WaterHeating | Water Heating 3/ | 0.27397 | 0.28034 | 0.28302 | 0.2837 | 0.28281 | 0.28132 | 0.28014 | 0.28066 | 0.28179 | 0.28386 | 0.2861 | 0.28878 | 0.29145 | 0.29413 | 0.29673 | 0.29937 | 0.30216 | 0.30532 | 0.30863 | 0.31214 | 0.31552 | 0.31843 | 0.32101 | 0.32347 | 0.32592 | 0.32843 | 0.0072785
CKI000:ia_Cooking | Cooking | 0.40539 | 0.4127 | 0.4162 | 0.41677 | 0.41515 | 0.4126 | 0.41052 | 0.41082 | 0.41203 | 0.41452 | 0.4172 | 0.42047 | 0.42367 | 0.42687 | 0.4299 | 0.43293 | 0.43625 | 0.44006 | 0.44408 | 0.44835 | 0.45242 | 0.45574 | 0.45854 | 0.46115 | 0.46372 | 0.46634 | 0.0056187
CKI000:ia_OtherUses | Other Uses 9/ | 1.2674 | 1.1943 | 1.199 | 1.1971 | 1.1883 | 1.1771 | 1.1661 | 1.1607 | 1.1572 | 1.1563 | 1.1553 | 1.1553 | 1.1552 | 1.1551 | 1.155 | 1.1552 | 1.1555 | 1.1574 | 1.1597 | 1.163 | 1.1659 | 1.1674 | 1.168 | 1.1684 | 1.1689 | 1.1697 | -0.0032039
CKI000:ia_DeliveredEner | Delivered Energy | 3.6398 | 3.564 | 3.5715 | 3.5559 | 3.5192 | 3.4749 | 3.4335 | 3.4107 | 3.3959 | 3.3895 | 3.3831 | 3.3803 | 3.3767 | 3.3732 | 3.3688 | 3.3651 | 3.3623 | 3.3637 | 3.3665 | 3.3715 | 3.3753 | 3.3741 | 3.3696 | 3.3642 | 3.3589 | 3.3544 | -0.0032604
Distillate Fuel Oil
CKI000:ja_SpaceHeating | Space Heating 3/ | 0.074528 | 0.072814 | 0.072147 | 0.071328 | 0.07024 | 0.06939 | 0.068552 | 0.067389 | 0.065912 | 0.064453 | 0.063009 | 0.06167 | 0.060346 | 0.059039 | 0.05778 | 0.056542 | 0.055331 | 0.054154 | 0.052975 | 0.051814 | 0.050657 | 0.049516 | 0.048376 | 0.047276 | 0.046179 | 0.045136 | -0.01986
CKI000:ja_WaterHeating | Water Heating 3/ | 0.0037681 | 0.0037833 | 0.0037725 | 0.0037564 | 0.0037375 | 0.0037338 | 0.0037297 | 0.0037097 | 0.0036715 | 0.0036356 | 0.0036016 | 0.003574 | 0.0035475 | 0.0035207 | 0.0034961 | 0.0034718 | 0.0034478 | 0.0034244 | 0.0034005 | 0.0033757 | 0.0033501 | 0.0033244 | 0.0032979 | 0.0032726 | 0.0032461 | 0.0032222 | -0.0062407
CKI000:ja_OtherUses | Other Uses 10/ | 0.23712 | 0.24239 | 0.25053 | 0.25241 | 0.25394 | 0.25636 | 0.25847 | 0.25922 | 0.25816 | 0.25716 | 0.25619 | 0.25563 | 0.25496 | 0.25428 | 0.25375 | 0.25329 | 0.25278 | 0.25231 | 0.2518 | 0.25127 | 0.25063 | 0.24996 | 0.24919 | 0.2485 | 0.2477 | 0.24708 | 0.0016459
CKI000:ja_DeliveredEner | Delivered Energy | 0.31542 | 0.31899 | 0.32645 | 0.32749 | 0.32792 | 0.32948 | 0.33075 | 0.33032 | 0.32775 | 0.32525 | 0.3228 | 0.32087 | 0.31886 | 0.31684 | 0.31502 | 0.3133 | 0.31156 | 0.30988 | 0.30817 | 0.30645 | 0.30464 | 0.3028 | 0.30087 | 0.29905 | 0.29712 | 0.29543 | -0.0026148
CKI000:ka_MarketedRenew | Marketed Renewables (biomass) | 0.14368 | 0.14368 | 0.14368 | 0.14368 | 0.14368 | 0.14368 | 0.14368 | 0.14368 | 0.14368 | 0.14368 | 0.14368 | 0.14368 | 0.14368 | 0.14368 | 0.14368 | 0.14368 | 0.14368 | 0.14368 | 0.14368 | 0.14368 | 0.14368 | 0.14368 | 0.14368 | 0.14368 | 0.14368 | 0.14368 | 0
CKI000:ka_OtherFuels | Other Fuels 11/ | 0.64805 | 0.66109 | 0.66816 | 0.67531 | 0.68252 | 0.69059 | 0.69792 | 0.70595 | 0.71397 | 0.72266 | 0.73133 | 0.74054 | 0.74982 | 0.7589 | 0.76786 | 0.77653 | 0.78472 | 0.79267 | 0.80039 | 0.80794 | 0.81531 | 0.82267 | 0.8299 | 0.83711 | 0.84429 | 0.85151 | 0.010982
Energy Consumption by End Use 2/
CKI000:la_SpaceHeating | Space Heating 3/ | 1.9528 | 1.9258 | 1.9198 | 1.9028 | 1.8746 | 1.8427 | 1.8127 | 1.7912 | 1.7737 | 1.7597 | 1.7454 | 1.7326 | 1.7192 | 1.7058 | 1.6917 | 1.6777 | 1.6642 | 1.6525 | 1.6413 | 1.6307 | 1.6197 | 1.6061 | 1.5907 | 1.575 | 1.5594 | 1.5441 | -0.0093496
CKI000:la_SpaceCooling | Space Cooling 3/ 4/ | 0.58253 | 0.61208 | 0.61881 | 0.6272 | 0.6341 | 0.63846 | 0.64351 | 0.64932 | 0.65569 | 0.66273 | 0.67014 | 0.6784 | 0.68687 | 0.69552 | 0.70411 | 0.71308 | 0.72255 | 0.73252 | 0.74326 | 0.75429 | 0.76585 | 0.77698 | 0.78769 | 0.79838 | 0.80966 | 0.821 | 0.01382
CKI000:la_WaterHeating | Water Heating 3/ | 0.35154 | 0.35685 | 0.35884 | 0.3591 | 0.35762 | 0.35524 | 0.35315 | 0.35277 | 0.35303 | 0.35424 | 0.35563 | 0.35754 | 0.35942 | 0.36132 | 0.36314 | 0.36499 | 0.36704 | 0.36946 | 0.37206 | 0.37487 | 0.37757 | 0.37976 | 0.38156 | 0.38324 | 0.38493 | 0.38666 | 0.0038169
CKI000:la_Ventilation | Ventilation 4/ | 0.77258 | 0.77808 | 0.78722 | 0.79895 | 0.80862 | 0.81285 | 0.8174 | 0.82249 | 0.82842 | 0.83473 | 0.84141 | 0.84894 | 0.8565 | 0.86421 | 0.87185 | 0.87961 | 0.88787 | 0.89626 | 0.90509 | 0.91416 | 0.92337 | 0.93217 | 0.94026 | 0.94815 | 0.95642 | 0.96452 | 0.0089153
CKI000:la_Cooking | Cooking | 0.48938 | 0.49594 | 0.49908 | 0.49952 | 0.49755 | 0.49431 | 0.49152 | 0.49113 | 0.49173 | 0.49363 | 0.49574 | 0.49846 | 0.50112 | 0.50375 | 0.5062 | 0.50864 | 0.5114 | 0.51465 | 0.51814 | 0.52189 | 0.52542 | 0.52816 | 0.53031 | 0.53223 | 0.53414 | 0.53607 | 0.0036512
CKI000:la_Lighting | Lighting | 0.56465 | 0.55333 | 0.54733 | 0.54543 | 0.54359 | 0.53232 | 0.52262 | 0.5142 | 0.50678 | 0.49978 | 0.49295 | 0.48729 | 0.48249 | 0.4785 | 0.47512 | 0.47012 | 0.46641 | 0.46348 | 0.4613 | 0.45964 | 0.4584 | 0.45726 | 0.45599 | 0.45471 | 0.45369 | 0.4527 | -0.0088004
CKI000:la_Refrigeration | Refrigeration | 0.36673 | 0.36595 | 0.36617 | 0.367 | 0.36756 | 0.36664 | 0.36621 | 0.36611 | 0.36639 | 0.36695 | 0.36776 | 0.36885 | 0.37005 | 0.37124 | 0.37238 | 0.37349 | 0.37483 | 0.3761 | 0.37739 | 0.37866 | 0.3799 | 0.38101 | 0.38196 | 0.38281 | 0.38365 | 0.38442 | 0.0018852
CKI000:la_DataCtrServ | Data Center Servers 4/ | 0.35769 | 0.4037 | 0.45297 | 0.50386 | 0.5558 | 0.60811 | 0.66098 | 0.71486 | 0.76973 | 0.82541 | 0.88172 | 0.93839 | 0.99515 | 1.0513 | 1.1064 | 1.1598 | 1.2114 | 1.2604 | 1.3068 | 1.3499 | 1.3895 | 1.4248 | 1.4555 | 1.4812 | 1.5018 | 1.5201 | 0.059582
CKI000:ma_CompOfficeEquipme | Computers and office equipment 5/ | 0.21695 | 0.21174 | 0.20712 | 0.20268 | 0.19826 | 0.19391 | 0.18983 | 0.18572 | 0.18247 | 0.17971 | 0.17707 | 0.17504 | 0.17318 | 0.17145 | 0.17038 | 0.16903 | 0.16737 | 0.16648 | 0.16481 | 0.16345 | 0.16186 | 0.16063 | 0.15854 | 0.15621 | 0.15364 | 0.15081 | -0.014442
CKI000:ma_OtherUses | Other Uses 4/ 11/ 12/ | 4.2454 | 4.3752 | 4.4011 | 4.4076 | 4.4067 | 4.4038 | 4.4004 | 4.403 | 4.4073 | 4.4161 | 4.4261 | 4.4401 | 4.4548 | 4.4699 | 4.4851 | 4.5009 | 4.5161 | 4.5329 | 4.5505 | 4.5689 | 4.5876 | 4.6048 | 4.6209 | 4.6374 | 4.6542 | 4.6723 | 0.0038402
CKI000:ma_GrsEndUseCons | Gross End-use Consumption | 9.9002 | 10.0787 | 10.1584 | 10.2142 | 10.2443 | 10.2483 | 10.2584 | 10.2908 | 10.3352 | 10.393 | 10.4539 | 10.5257 | 10.5988 | 10.6729 | 10.7464 | 10.8173 | 10.8892 | 10.9647 | 11.0406 | 11.1165 | 11.1892 | 11.2516 | 11.3035 | 11.3494 | 11.3916 | 11.4326 | 0.0057732
CKI000:ma_PurchElecEVCha | Purchased Electricity for Electric Vehicle Charging 7/ | 0.031625 | 0.041349 | 0.053095 | 0.066244 | 0.079603 | 0.092543 | 0.10442 | 0.11564 | 0.12697 | 0.1385 | 0.15039 | 0.16246 | 0.1748 | 0.18724 | 0.19959 | 0.21229 | 0.22536 | 0.23924 | 0.25397 | 0.26994 | 0.28712 | 0.30474 | 0.3227 | 0.34104 | 0.35961 | 0.37826 | 0.10436
CKI000:ma_OwnGeneration | On-site Generation for Own Use | 0.15951 | 0.17868 | 0.19481 | 0.20257 | 0.20728 | 0.21265 | 0.21679 | 0.22007 | 0.22376 | 0.22936 | 0.23389 | 0.23771 | 0.24441 | 0.25093 | 0.25883 | 0.26565 | 0.26933 | 0.27484 | 0.27782 | 0.28117 | 0.28391 | 0.28816 | 0.29342 | 0.29878 | 0.30283 | 0.30806 | 0.026677
CKI000:ma_DeliveredEner | Delivered Energy 8/ | 9.7723 | 9.9414 | 10.0167 | 10.0778 | 10.1166 | 10.1282 | 10.146 | 10.1864 | 10.2384 | 10.3021 | 10.3704 | 10.4504 | 10.5292 | 10.6092 | 10.6871 | 10.764 | 10.8452 | 10.9291 | 11.0168 | 11.1052 | 11.1924 | 11.2682 | 11.3328 | 11.3916 | 11.4484 | 11.5028 | 0.0065428
CKI000:na_ElectricityRe | Electricity Related Losses 13/ | 6.9051 | 7.1494 | 6.6704 | 6.4663 | 6.3999 | 6.3393 | 6.1938 | 6.1339 | 6.1266 | 6.0747 | 6.0558 | 6.0407 | 6.0577 | 6.0901 | 6.1077 | 6.1083 | 6.1124 | 6.1441 | 6.1854 | 6.2278 | 6.2706 | 6.3098 | 6.3476 | 6.3793 | 6.3855 | 6.4082 | -0.0029832
Total Energy Consumption by End Use 2/
CKI000:oa_SpaceHeating | Space Heating 3/ | 2.2202 | 2.181 | 2.1529 | 2.1244 | 2.0893 | 2.0514 | 2.0127 | 1.9852 | 1.9634 | 1.9435 | 1.9243 | 1.9069 | 1.8895 | 1.8726 | 1.8546 | 1.8365 | 1.8189 | 1.804 | 1.7897 | 1.7763 | 1.7624 | 1.7458 | 1.7275 | 1.7088 | 1.6897 | 1.6713 | -0.011295
CKI000:oa_SpaceCooling | Space Cooling 3/ 4/ | 1.3373 | 1.3943 | 1.347 | 1.3329 | 1.3312 | 1.3273 | 1.3154 | 1.3137 | 1.3181 | 1.3185 | 1.3228 | 1.3284 | 1.3377 | 1.3488 | 1.3583 | 1.3668 | 1.3767 | 1.3903 | 1.4064 | 1.4232 | 1.441 | 1.458 | 1.4747 | 1.4912 | 1.5062 | 1.5232 | 0.0052213
CKI000:oa_WaterHeating | Water Heating 3/ | 0.4498 | 0.45254 | 0.44617 | 0.44211 | 0.43807 | 0.43322 | 0.42764 | 0.42485 | 0.42336 | 0.42231 | 0.42185 | 0.42199 | 0.42245 | 0.42312 | 0.42357 | 0.42394 | 0.42461 | 0.42594 | 0.42759 | 0.42949 | 0.43129 | 0.43259 | 0.43351 | 0.43428 | 0.43492 | 0.43573 | -0.0012699
CKI000:oa_Ventilation | Ventilation 4/ | 1.8013 | 1.8018 | 1.7413 | 1.7247 | 1.724 | 1.7159 | 1.6962 | 1.6893 | 1.6907 | 1.6861 | 1.6865 | 1.6883 | 1.6944 | 1.7029 | 1.7092 | 1.7138 | 1.7199 | 1.73 | 1.7422 | 1.7552 | 1.7686 | 1.7813 | 1.7932 | 1.8046 | 1.8137 | 1.8249 | 0.0005211
CKI000:oa_Cooking | Cooking | 0.60122 | 0.60547 | 0.59954 | 0.5954 | 0.59082 | 0.58509 | 0.5786 | 0.57578 | 0.57469 | 0.57433 | 0.57461 | 0.57558 | 0.57688 | 0.57836 | 0.57948 | 0.58043 | 0.58182 | 0.58405 | 0.58665 | 0.58955 | 0.59224 | 0.59412 | 0.59541 | 0.59644 | 0.59725 | 0.59826 | -0.00019726
CKI000:oa_Lighting | Lighting | 1.3165 | 1.2814 | 1.2107 | 1.1774 | 1.1589 | 1.1237 | 1.0845 | 1.0561 | 1.0343 | 1.0095 | 0.98804 | 0.96909 | 0.95451 | 0.94285 | 0.93144 | 0.91599 | 0.90349 | 0.89463 | 0.88797 | 0.88253 | 0.87801 | 0.87377 | 0.86966 | 0.86544 | 0.86035 | 0.85651 | -0.017047
CKI000:oa_Refrigeration | Refrigeration | 0.85505 | 0.84745 | 0.80997 | 0.79225 | 0.78364 | 0.77399 | 0.75991 | 0.75193 | 0.74776 | 0.74121 | 0.73711 | 0.73354 | 0.73207 | 0.7315 | 0.73003 | 0.7277 | 0.72609 | 0.72597 | 0.72646 | 0.72705 | 0.72765 | 0.72808 | 0.72846 | 0.72859 | 0.72753 | 0.72733 | -0.0064505
CKI000:oa_DataCtrServ | Data Center Servers 4/ | 0.83397 | 0.93486 | 1.002 | 1.0877 | 1.185 | 1.2837 | 1.3716 | 1.4682 | 1.5709 | 1.6673 | 1.7673 | 1.8662 | 1.9687 | 2.0715 | 2.1689 | 2.2598 | 2.3467 | 2.4329 | 2.5156 | 2.5918 | 2.6614 | 2.7227 | 2.7759 | 2.8192 | 2.8479 | 2.876 | 0.050766
CKI000:pa_CompOfficeEquipme | Computers and office equipment 5/ | 0.50583 | 0.49035 | 0.45815 | 0.43754 | 0.42269 | 0.40935 | 0.39391 | 0.38144 | 0.37239 | 0.363 | 0.3549 | 0.34811 | 0.3426 | 0.33783 | 0.33402 | 0.32935 | 0.32421 | 0.32135 | 0.31725 | 0.31383 | 0.31003 | 0.30695 | 0.30237 | 0.29731 | 0.29135 | 0.28533 | -0.022642
CKI000:pa_OtherUses | Other Uses 4/ 11/ 12/ | 6.8407 | 7.1827 | 6.9944 | 6.8863 | 6.8271 | 6.7769 | 6.695 | 6.6514 | 6.6287 | 6.5949 | 6.575 | 6.5609 | 6.5593 | 6.564 | 6.5644 | 6.561 | 6.5585 | 6.5672 | 6.5806 | 6.5958 | 6.6125 | 6.6279 | 6.6441 | 6.6604 | 6.6707 | 6.6886 | -0.00089899
CKI000:pa_Total | Total Gross End-use Consumption | 16.7619 | 17.1718 | 16.7622 | 16.6007 | 16.5506 | 16.4807 | 16.3355 | 16.2979 | 16.3243 | 16.3206 | 16.3524 | 16.3991 | 16.4782 | 16.5735 | 16.654 | 16.7153 | 16.7809 | 16.8763 | 16.9804 | 17.0846 | 17.1851 | 17.2712 | 17.3448 | 17.4062 | 17.4396 | 17.4873 | 0.0016961
CKI000:pa_PurchElecEVCha | Purchased Electricity for Electric Vehicle Charging 7/ | 0.07508 | 0.097619 | 0.11983 | 0.14593 | 0.17319 | 0.19941 | 0.22115 | 0.24241 | 0.26448 | 0.28557 | 0.3077 | 0.32979 | 0.35307 | 0.37677 | 0.3997 | 0.42261 | 0.44601 | 0.47186 | 0.49951 | 0.52956 | 0.56185 | 0.59498 | 0.62895 | 0.66346 | 0.69708 | 0.73173 | 0.09535
CKI000:pa_OwnGeneration | On-site Generation for Own Use | 0.15951 | 0.17868 | 0.19481 | 0.20257 | 0.20728 | 0.21265 | 0.21679 | 0.22007 | 0.22376 | 0.22936 | 0.23389 | 0.23771 | 0.24441 | 0.25093 | 0.25883 | 0.26565 | 0.26933 | 0.27484 | 0.27782 | 0.28117 | 0.28391 | 0.28816 | 0.29342 | 0.29878 | 0.30283 | 0.30806 | 0.026677
CKI000:pa_TtllOwnUseGen | Total Energy 8/ | 16.6775 | 17.0908 | 16.6872 | 16.5441 | 16.5165 | 16.4675 | 16.3398 | 16.3202 | 16.3651 | 16.3768 | 16.4262 | 16.4911 | 16.5868 | 16.6993 | 16.7948 | 16.8723 | 16.9576 | 17.0733 | 17.2021 | 17.333 | 17.463 | 17.578 | 17.6804 | 17.7709 | 17.8339 | 17.911 | 0.0028583
Nonmarketed Renewable Fuels
CKI000:qa_SolarThermal | Solar Thermal | 0.065495 | 0.063335 | 0.063611 | 0.062602 | 0.061895 | 0.061556 | 0.061001 | 0.059719 | 0.0594 | 0.059208 | 0.058635 | 0.058119 | 0.057821 | 0.057597 | 0.057361 | 0.057212 | 0.056903 | 0.056644 | 0.056244 | 0.055781 | 0.055393 | 0.054973 | 0.054613 | 0.054244 | 0.053925 | 0.053519 | -0.0080454
CKI000:qa_SolarPhotovol | Solar Photovoltaic 14/ | 0.15757 | 0.17654 | 0.19265 | 0.20039 | 0.20507 | 0.21039 | 0.21451 | 0.21775 | 0.2214 | 0.22693 | 0.23142 | 0.2352 | 0.24182 | 0.24829 | 0.25614 | 0.26292 | 0.26657 | 0.27201 | 0.27495 | 0.27825 | 0.28096 | 0.28517 | 0.29038 | 0.29569 | 0.29971 | 0.3049 | 0.026755
CKI000:qa_EKnowitzWindy | Wind 14/ | 0.0025243 | 0.0025274 | 0.0025326 | 0.0025332 | 0.0025359 | 0.0025404 | 0.0025423 | 0.0025454 | 0.0025491 | 0.0025516 | 0.0025529 | 0.0025536 | 0.0025551 | 0.0025565 | 0.0025584 | 0.0025604 | 0.0025611 | 0.002565 | 0.0025665 | 0.0025678 | 0.0025684 | 0.0025693 | 0.0025717 | 0.0025733 | 0.002574 | 0.0025747 | 0.00079194
CKI000:qa_TotalSolar | Total | 0.22559 | 0.2424 | 0.25879 | 0.26552 | 0.2695 | 0.27449 | 0.27805 | 0.28001 | 0.28335 | 0.28869 | 0.29261 | 0.29587 | 0.30219 | 0.30844 | 0.31606 | 0.32269 | 0.32604 | 0.33122 | 0.33376 | 0.3366 | 0.33892 | 0.34271 | 0.34757 | 0.35251 | 0.35621 | 0.36099 | 0.018983
Heating Degree Days
CKI000:hdd_NewEngland | New England | 6045 | 5873 | 5850 | 5826 | 5803 | 5779 | 5755 | 5732 | 5708 | 5684 | 5661 | 5637 | 5613 | 5589 | 5566 | 5542 | 5518 | 5495 | 5471 | 5447 | 5423 | 5400 | 5376 | 5352 | 5328 | 5305 | -0.0052097
CKI000:hdd_MiddleAtlant | Middle Atlantic | 5404 | 5271 | 5249 | 5228 | 5207 | 5185 | 5164 | 5142 | 5121 | 5100 | 5078 | 5057 | 5035 | 5014 | 4993 | 4971 | 4950 | 4929 | 4907 | 4886 | 4865 | 4843 | 4822 | 4801 | 4780 | 4758 | -0.0050795
CKI000:hdd_EastNorthCen | East North Central | 5984 | 5836 | 5817 | 5798 | 5779 | 5760 | 5741 | 5722 | 5703 | 5683 | 5664 | 5645 | 5626 | 5607 | 5588 | 5569 | 5549 | 5530 | 5511 | 5492 | 5473 | 5453 | 5434 | 5415 | 5396 | 5377 | -0.0042692
CKI000:hdd_WestNorthCen | West North Central | 6267 | 6263 | 6251 | 6239 | 6227 | 6215 | 6203 | 6191 | 6178 | 6166 | 6153 | 6141 | 6128 | 6116 | 6103 | 6091 | 6078 | 6066 | 6053 | 6040 | 6028 | 6015 | 6002 | 5990 | 5977 | 5964 | -0.0019803
CKI000:hdd_SouthAtlantc | South Atlantic | 2431 | 2296 | 2280 | 2263 | 2245 | 2228 | 2210 | 2192 | 2175 | 2157 | 2139 | 2122 | 2104 | 2087 | 2069 | 2052 | 2034 | 2017 | 2000 | 1982 | 1965 | 1948 | 1930 | 1913 | 1896 | 1879 | -0.01025
CKI000:hdd_EastSouthCen | East South Central | 3231 | 3099 | 3084 | 3069 | 3053 | 3038 | 3023 | 3008 | 2992 | 2977 | 2961 | 2946 | 2930 | 2915 | 2900 | 2884 | 2869 | 2853 | 2838 | 2822 | 2807 | 2791 | 2776 | 2760 | 2745 | 2730 | -0.0067169
CKI000:hdd_WestSouthCen | West South Central | 1966 | 1889 | 1880 | 1870 | 1860 | 1851 | 1841 | 1831 | 1822 | 1812 | 1803 | 1793 | 1784 | 1774 | 1765 | 1756 | 1746 | 1737 | 1728 | 1718 | 1709 | 1700 | 1690 | 1681 | 1672 | 1663 | -0.0066728
CKI000:hdd_Mountain | Mountain | 4734 | 4833 | 4825 | 4816 | 4807 | 4799 | 4790 | 4782 | 4774 | 4766 | 4758 | 4750 | 4742 | 4734 | 4726 | 4718 | 4710 | 4702 | 4694 | 4687 | 4679 | 4671 | 4664 | 4656 | 4648 | 4641 | -0.00079331
CKI000:hdd_Pacific | Pacific | 3251 | 3291 | 3285 | 3279 | 3272 | 3266 | 3259 | 3252 | 3245 | 3238 | 3231 | 3224 | 3216 | 3209 | 3202 | 3195 | 3187 | 3180 | 3173 | 3165 | 3158 | 3151 | 3143 | 3136 | 3129 | 3122 | -0.0016182
CKI000:hdd_UnitedStates | United States | 3989.5723 | 3910.106 | 3891.6016 | 3872.8252 | 3853.7156 | 3835.1279 | 3816.1113 | 3797.1377 | 3778.501 | 3759.5527 | 3740.7109 | 3722.1609 | 3703.1575 | 3684.6523 | 3666.0649 | 3647.5562 | 3628.5244 | 3610.1992 | 3591.7322 | 3572.9053 | 3554.6526 | 3536.1577 | 3517.585 | 3499.5967 | 3481.7886 | 3464.1162 | -0.0056331
Cooling Degree Days
CKI000:cdd_NewEngland | New England | 530 | 626 | 633 | 640 | 647 | 654 | 662 | 669 | 676 | 683 | 690 | 697 | 704 | 712 | 719 | 726 | 733 | 740 | 747 | 754 | 761 | 769 | 776 | 783 | 790 | 797 | 0.016453
CKI000:cdd_MiddleAtlant | Middle Atlantic | 766 | 858 | 866 | 874 | 883 | 891 | 899 | 907 | 915 | 923 | 932 | 940 | 948 | 956 | 964 | 973 | 981 | 989 | 997 | 1005 | 1014 | 1022 | 1030 | 1038 | 1046 | 1055 | 0.012887
CKI000:cdd_EastNorthCen | East North Central | 873 | 857 | 862 | 867 | 871 | 876 | 881 | 886 | 890 | 895 | 900 | 905 | 909 | 914 | 919 | 924 | 928 | 933 | 938 | 943 | 948 | 952 | 957 | 962 | 967 | 972 | 0.0043061
CKI000:cdd_WestNorthCen | West North Central | 1052 | 1048 | 1053 | 1057 | 1062 | 1067 | 1071 | 1076 | 1081 | 1086 | 1090 | 1095 | 1100 | 1105 | 1109 | 1114 | 1119 | 1124 | 1129 | 1133 | 1138 | 1143 | 1148 | 1153 | 1158 | 1162 | 0.0039859
CKI000:cdd_SouthAtlantc | South Atlantic | 2319 | 2427 | 2442 | 2458 | 2473 | 2489 | 2505 | 2522 | 2538 | 2554 | 2570 | 2586 | 2603 | 2619 | 2635 | 2652 | 2668 | 2684 | 2701 | 2717 | 2734 | 2750 | 2767 | 2783 | 2800 | 2816 | 0.0077975
CKI000:cdd_EastSouthCen | East South Central | 1790 | 1783 | 1790 | 1797 | 1804 | 1811 | 1819 | 1826 | 1833 | 1840 | 1847 | 1854 | 1862 | 1869 | 1876 | 1883 | 1890 | 1898 | 1905 | 1912 | 1919 | 1926 | 1934 | 1941 | 1948 | 1955 | 0.0035332
CKI000:cdd_WestSouthCen | West South Central | 2916 | 2946 | 2961 | 2976 | 2990 | 3005 | 3020 | 3035 | 3049 | 3064 | 3079 | 3093 | 3108 | 3123 | 3138 | 3152 | 3167 | 3182 | 3197 | 3211 | 3226 | 3241 | 3255 | 3270 | 3285 | 3299 | 0.0049485
CKI000:cdd_Mountain | Mountain | 1515 | 1608 | 1617 | 1627 | 1636 | 1645 | 1655 | 1664 | 1673 | 1682 | 1691 | 1701 | 1710 | 1719 | 1728 | 1737 | 1746 | 1755 | 1764 | 1773 | 1782 | 1791 | 1800 | 1809 | 1818 | 1827 | 0.0075185
CKI000:cdd_Pacific | Pacific | 887 | 1040 | 1049 | 1058 | 1067 | 1076 | 1085 | 1094 | 1103 | 1112 | 1121 | 1131 | 1140 | 1149 | 1158 | 1167 | 1177 | 1186 | 1195 | 1204 | 1213 | 1223 | 1232 | 1241 | 1250 | 1259 | 0.014108
CKI000:cdd_UnitedStates | United States | 1516.4236 | 1589.8529 | 1602.1541 | 1614.6899 | 1626.8743 | 1639.4292 | 1652.1266 | 1664.9409 | 1677.3069 | 1689.963 | 1702.6976 | 1715.5259 | 1728.3977 | 1741.1991 | 1753.9226 | 1766.9214 | 1779.7961 | 1792.7117 | 1805.812 | 1818.5227 | 1831.7783 | 1844.8031 | 1857.874 | 1870.7853 | 1883.8203 | 1896.4698 | 0.0089857
Data source: U.S. Energy Information Administration (EIA), Short-Term Energy Outlook, November 2025, and EIA, Annual Energy Outlook 2026 (AEO2026)
National Energy Modeling System (NEMS) run electrnp.d021826a. Projections: EIA, AEO2026 NEMS run electrnp.d021826a.
Note: Totals may not equal sum of components due to independent rounding.
1/ Represents all floorspace in the commercial sector, including floorspace operating as on-premise data centers and
server rooms within each applicable commercial building type. Standalone data centers are not modeled as a distinct building type in NEMS,
but associated floorspace is implicitly represented in the "Other" building type.
2/ Unless otherwise specified, energy consumption by end use includes all electricity consumed for that end use,
including purchased electricity and on-site generation for own use.
3/ Includes fuel consumption for district services.
4/ Includes energy consumed by all commercial buildings, including on-premise data centers and server rooms. Compared with non-data center floorspace,
the on-premise data center proportion of floorspace exhibits a higher energy use intensity for space cooling,
ventilation (for air exchange), computing, and other uses (miscellaneous electric loads, such as uninterruptible power supplies).
5/ Includes energy consumed by desktop computers, monitors, laptops, video displays, copiers, scanners, faxes, printers, and multifunction devices.
6/ Includes (but is not limited to) miscellaneous uses such as transformers, medical imaging and other medical equipment, elevators,
escalators, off-road electric vehicles, laboratory fume hoods, laundry equipment, and coffee brewers. Also includes non-building uses
such as telecommunication equipment, water services, parking garages, street lights, pumps, bridges, and other public services
if the establishment operating them is classified as commercial.
7/ Electricity consumption when a vehicle is plugged in and charging at a commercial location.
8/ Equal to gross end-use consumption plus purchased electricity for electric vehicle charging less on-site generation for own use.
9/ Includes miscellaneous uses, such as emergency generators, combined heat and power in commercial buildings, and manufacturing
performed in commercial buildings.
10/ Includes miscellaneous uses, such as cooking, emergency generators, and combined heat and power in commercial buildings.
11/ Includes residual fuel oil, propane, coal, motor gasoline, and kerosene.
12/ Includes (but is not limited to) miscellaneous uses such as transformers, medical imaging and other medical equipment, elevators,
escalators, off-road electric vehicles, laboratory fume hoods, laundry equipment, coffee brewers, emergency generators, combined heat
and power in commercial buildings, manufacturing performed in commercial buildings, and cooking (distillate). Also includes
non-building uses such as telecommunication equipment, water services, parking garages, street lights, pumps, bridges, and other
public services if the establishment operating them is classified as commercial.
13/ Includes electricity losses for all electricity consumption at the commercial location, including electric vehicle charging.
14/ Consumption for solar photovoltaic and wind reflects the generation converted to Btu by multiplying by the heat content of electricity (3,412 Btu/kWh).
Btu = British thermal unit
-- = Not applicable

## EIA_DPV_generation_2024
period | location | stateDescription | sectorid | sectorDescription | fueltypeid | generation | generation-units
2024 | AK | Alaska | 8 | Residential | DPV | 13.9768 | thousand megawatthours
2024 | AK | Alaska | 96 | All Commercial | DPV | 6.2994 | thousand megawatthours
2024 | AK | Alaska | 97 | All Industrial | DPV | 0.18627 | thousand megawatthours
2024 | AK | Alaska | 99 | All Sectors | DPV | 20.4625 | thousand megawatthours
2024 | AL | Alabama | 8 | Residential | DPV | 7.2034 | thousand megawatthours
2024 | AL | Alabama | 96 | All Commercial | DPV | 16.668 | thousand megawatthours
2024 | AL | Alabama | 97 | All Industrial | DPV | 3.2225 | thousand megawatthours
2024 | AL | Alabama | 99 | All Sectors | DPV | 27.0938 | thousand megawatthours
2024 | AR | Arkansas | 8 | Residential | DPV | 259.3694 | thousand megawatthours
2024 | AR | Arkansas | 96 | All Commercial | DPV | 171.0363 | thousand megawatthours
2024 | AR | Arkansas | 97 | All Industrial | DPV | 80.8322 | thousand megawatthours
2024 | AR | Arkansas | 99 | All Sectors | DPV | 511.2379 | thousand megawatthours
2024 | AZ | Arizona | 8 | Residential | DPV | 4235.7533 | thousand megawatthours
2024 | AZ | Arizona | 96 | All Commercial | DPV | 1194.318 | thousand megawatthours
2024 | AZ | Arizona | 97 | All Industrial | DPV | 15.6792 | thousand megawatthours
2024 | AZ | Arizona | 99 | All Sectors | DPV | 5445.7505 | thousand megawatthours
2024 | CA | California | 8 | Residential | DPV | 21997.7645 | thousand megawatthours
2024 | CA | California | 96 | All Commercial | DPV | 6452.3403 | thousand megawatthours
2024 | CA | California | 97 | All Industrial | DPV | 3274.1237 | thousand megawatthours
2024 | CA | California | 99 | All Sectors | DPV | 31724.2285 | thousand megawatthours
2024 | CO | Colorado | 8 | Residential | DPV | 1565.6 | thousand megawatthours
2024 | CO | Colorado | 96 | All Commercial | DPV | 408.75 | thousand megawatthours
2024 | CO | Colorado | 97 | All Industrial | DPV | 61.1342 | thousand megawatthours
2024 | CO | Colorado | 99 | All Sectors | DPV | 2035.4842 | thousand megawatthours
2024 | CT | Connecticut | 8 | Residential | DPV | 969.9437 | thousand megawatthours
2024 | CT | Connecticut | 96 | All Commercial | DPV | 427.3174 | thousand megawatthours
2024 | CT | Connecticut | 97 | All Industrial | DPV | 60.974 | thousand megawatthours
2024 | CT | Connecticut | 99 | All Sectors | DPV | 1458.235 | thousand megawatthours
2024 | DC | District of Columbia | 8 | Residential | DPV | 166.9394 | thousand megawatthours
2024 | DC | District of Columbia | 96 | All Commercial | DPV | 89.9784 | thousand megawatthours
2024 | DC | District of Columbia | 99 | All Sectors | DPV | 256.9178 | thousand megawatthours
2024 | DE | Delaware | 8 | Residential | DPV | 154.1991 | thousand megawatthours
2024 | DE | Delaware | 96 | All Commercial | DPV | 39.1638 | thousand megawatthours
2024 | DE | Delaware | 97 | All Industrial | DPV | 9.3902 | thousand megawatthours
2024 | DE | Delaware | 99 | All Sectors | DPV | 202.7531 | thousand megawatthours
2024 | ENC | East North Central | 8 | Residential | DPV | 1809.5896 | thousand megawatthours
2024 | ENC | East North Central | 96 | All Commercial | DPV | 1404.5888 | thousand megawatthours
2024 | ENC | East North Central | 97 | All Industrial | DPV | 125.7735 | thousand megawatthours
2024 | ENC | East North Central | 99 | All Sectors | DPV | 3339.9519 | thousand megawatthours
2024 | ESC | East South Central | 8 | Residential | DPV | 173.6533 | thousand megawatthours
2024 | ESC | East South Central | 96 | All Commercial | DPV | 124.4718 | thousand megawatthours
2024 | ESC | East South Central | 97 | All Industrial | DPV | 6.6008 | thousand megawatthours
2024 | ESC | East South Central | 99 | All Sectors | DPV | 304.7259 | thousand megawatthours
2024 | FL | Florida | 8 | Residential | DPV | 4194.8343 | thousand megawatthours
2024 | FL | Florida | 96 | All Commercial | DPV | 343.364 | thousand megawatthours
2024 | FL | Florida | 97 | All Industrial | DPV | 73.1818 | thousand megawatthours
2024 | FL | Florida | 99 | All Sectors | DPV | 4611.3801 | thousand megawatthours
2024 | GA | Georgia | 8 | Residential | DPV | 214.7835 | thousand megawatthours
2024 | GA | Georgia | 96 | All Commercial | DPV | 92.9279 | thousand megawatthours
2024 | GA | Georgia | 97 | All Industrial | DPV | 260.4456 | thousand megawatthours
2024 | GA | Georgia | 99 | All Sectors | DPV | 568.1569 | thousand megawatthours
2024 | HI | Hawaii | 8 | Residential | DPV | 1055.6091 | thousand megawatthours
2024 | HI | Hawaii | 96 | All Commercial | DPV | 513.552 | thousand megawatthours
2024 | HI | Hawaii | 97 | All Industrial | DPV | 3.978 | thousand megawatthours
2024 | HI | Hawaii | 99 | All Sectors | DPV | 1573.1392 | thousand megawatthours
2024 | IA | Iowa | 8 | Residential | DPV | 217.3893 | thousand megawatthours
2024 | IA | Iowa | 96 | All Commercial | DPV | 242.1493 | thousand megawatthours
2024 | IA | Iowa | 97 | All Industrial | DPV | 18.5447 | thousand megawatthours
2024 | IA | Iowa | 99 | All Sectors | DPV | 478.0833 | thousand megawatthours
2024 | ID | Idaho | 8 | Residential | DPV | 230.4129 | thousand megawatthours
2024 | ID | Idaho | 96 | All Commercial | DPV | 15.7285 | thousand megawatthours
2024 | ID | Idaho | 97 | All Industrial | DPV | 30.1653 | thousand megawatthours
2024 | ID | Idaho | 99 | All Sectors | DPV | 276.3067 | thousand megawatthours
2024 | IL | Illinois | 8 | Residential | DPV | 1013.8419 | thousand megawatthours
2024 | IL | Illinois | 96 | All Commercial | DPV | 699.0738 | thousand megawatthours
2024 | IL | Illinois | 97 | All Industrial | DPV | 17.1248 | thousand megawatthours
2024 | IL | Illinois | 99 | All Sectors | DPV | 1730.0405 | thousand megawatthours
2024 | IN | Indiana | 8 | Residential | DPV | 158.3036 | thousand megawatthours
2024 | IN | Indiana | 96 | All Commercial | DPV | 210.8093 | thousand megawatthours
2024 | IN | Indiana | 97 | All Industrial | DPV | 17.5623 | thousand megawatthours
2024 | IN | Indiana | 99 | All Sectors | DPV | 386.6752 | thousand megawatthours
2024 | KS | Kansas | 8 | Residential | DPV | 113.4993 | thousand megawatthours
2024 | KS | Kansas | 96 | All Commercial | DPV | 49.6838 | thousand megawatthours
2024 | KS | Kansas | 97 | All Industrial | DPV | 3.2505 | thousand megawatthours
2024 | KS | Kansas | 99 | All Sectors | DPV | 166.4335 | thousand megawatthours
2024 | KY | Kentucky | 8 | Residential | DPV | 118.5761 | thousand megawatthours
2024 | KY | Kentucky | 96 | All Commercial | DPV | 39.9296 | thousand megawatthours
2024 | KY | Kentucky | 97 | All Industrial | DPV | 2.664 | thousand megawatthours
2024 | KY | Kentucky | 99 | All Sectors | DPV | 161.1698 | thousand megawatthours
2024 | LA | Louisiana | 8 | Residential | DPV | 310.177 | thousand megawatthours
2024 | LA | Louisiana | 96 | All Commercial | DPV | 25.5603 | thousand megawatthours
2024 | LA | Louisiana | 97 | All Industrial | DPV | 0.15735 | thousand megawatthours
2024 | LA | Louisiana | 99 | All Sectors | DPV | 335.8947 | thousand megawatthours
2024 | MA | Massachusetts | 8 | Residential | DPV | 1689.3784 | thousand megawatthours
2024 | MA | Massachusetts | 96 | All Commercial | DPV | 2267.7458 | thousand megawatthours
2024 | MA | Massachusetts | 97 | All Industrial | DPV | 100.9998 | thousand megawatthours
2024 | MA | Massachusetts | 99 | All Sectors | DPV | 4058.124 | thousand megawatthours
2024 | MAT | Middle Atlantic | 8 | Residential | DPV | 4459.865 | thousand megawatthours
2024 | MAT | Middle Atlantic | 96 | All Commercial | DPV | 4136.9849 | thousand megawatthours
2024 | MAT | Middle Atlantic | 97 | All Industrial | DPV | 294.6986 | thousand megawatthours
2024 | MAT | Middle Atlantic | 99 | All Sectors | DPV | 8891.5485 | thousand megawatthours
2024 | MD | Maryland | 8 | Residential | DPV | 1142.2453 | thousand megawatthours
2024 | MD | Maryland | 96 | All Commercial | DPV | 305.8806 | thousand megawatthours
2024 | MD | Maryland | 97 | All Industrial | DPV | 30.749 | thousand megawatthours
2024 | MD | Maryland | 99 | All Sectors | DPV | 1478.8749 | thousand megawatthours
2024 | ME | Maine | 8 | Residential | DPV | 153.4317 | thousand megawatthours
2024 | ME | Maine | 96 | All Commercial | DPV | 861.4392 | thousand megawatthours
2024 | ME | Maine | 97 | All Industrial | DPV | 0.0384 | thousand megawatthours
2024 | ME | Maine | 99 | All Sectors | DPV | 1014.9093 | thousand megawatthours
2024 | MI | Michigan | 8 | Residential | DPV | 209.8484 | thousand megawatthours
2024 | MI | Michigan | 96 | All Commercial | DPV | 129.7148 | thousand megawatthours
2024 | MI | Michigan | 97 | All Industrial | DPV | 6.0328 | thousand megawatthours
2024 | MI | Michigan | 99 | All Sectors | DPV | 345.5961 | thousand megawatthours
2024 | MN | Minnesota | 8 | Residential | DPV | 267.4071 | thousand megawatthours
2024 | MN | Minnesota | 96 | All Commercial | DPV | 112.509 | thousand megawatthours
2024 | MN | Minnesota | 97 | All Industrial | DPV | 23.4795 | thousand megawatthours
2024 | MN | Minnesota | 99 | All Sectors | DPV | 403.3956 | thousand megawatthours
2024 | MO | Missouri | 8 | Residential | DPV | 467.8305 | thousand megawatthours
2024 | MO | Missouri | 96 | All Commercial | DPV | 255.3173 | thousand megawatthours
2024 | MO | Missouri | 97 | All Industrial | DPV | 18.9985 | thousand megawatthours
2024 | MO | Missouri | 99 | All Sectors | DPV | 742.1464 | thousand megawatthours
2024 | MS | Mississippi | 8 | Residential | DPV | 19.8472 | thousand megawatthours
2024 | MS | Mississippi | 96 | All Commercial | DPV | 9.5574 | thousand megawatthours
2024 | MS | Mississippi | 97 | All Industrial | DPV | 0.66576 | thousand megawatthours
2024 | MS | Mississippi | 99 | All Sectors | DPV | 30.0704 | thousand megawatthours
2024 | MT | Montana | 8 | Residential | DPV | 88.2143 | thousand megawatthours
2024 | MT | Montana | 96 | All Commercial | DPV | 18.9098 | thousand megawatthours
2024 | MT | Montana | 99 | All Sectors | DPV | 107.1241 | thousand megawatthours
2024 | MTN | Mountain | 8 | Residential | DPV | 9456.9452 | thousand megawatthours
2024 | MTN | Mountain | 96 | All Commercial | DPV | 2083.3997 | thousand megawatthours
2024 | MTN | Mountain | 97 | All Industrial | DPV | 194.329 | thousand megawatthours
2024 | MTN | Mountain | 99 | All Sectors | DPV | 11734.6738 | thousand megawatthours
2024 | NC | North Carolina | 8 | Residential | DPV | 678.7873 | thousand megawatthours
2024 | NC | North Carolina | 96 | All Commercial | DPV | 208.7468 | thousand megawatthours
2024 | NC | North Carolina | 97 | All Industrial | DPV | 20.1291 | thousand megawatthours
2024 | NC | North Carolina | 99 | All Sectors | DPV | 907.6632 | thousand megawatthours
2024 | ND | North Dakota | 8 | Residential | DPV | 1.5637 | thousand megawatthours
2024 | ND | North Dakota | 96 | All Commercial | DPV | 1.4109 | thousand megawatthours
2024 | ND | North Dakota | 99 | All Sectors | DPV | 2.9746 | thousand megawatthours
2024 | NE | Nebraska | 8 | Residential | DPV | 41.2318 | thousand megawatthours
2024 | NE | Nebraska | 96 | All Commercial | DPV | 12.6658 | thousand megawatthours
2024 | NE | Nebraska | 97 | All Industrial | DPV | 3.5876 | thousand megawatthours
2024 | NE | Nebraska | 99 | All Sectors | DPV | 57.4851 | thousand megawatthours
2024 | NEW | New England | 8 | Residential | DPV | 3416.8293 | thousand megawatthours
2024 | NEW | New England | 96 | All Commercial | DPV | 3817.9531 | thousand megawatthours
2024 | NEW | New England | 97 | All Industrial | DPV | 184.8066 | thousand megawatthours
2024 | NEW | New England | 99 | All Sectors | DPV | 7419.589 | thousand megawatthours
2024 | NH | New Hampshire | 8 | Residential | DPV | 236.9762 | thousand megawatthours
2024 | NH | New Hampshire | 96 | All Commercial | DPV | 112.3738 | thousand megawatthours
2024 | NH | New Hampshire | 97 | All Industrial | DPV | 11.9766 | thousand megawatthours
2024 | NH | New Hampshire | 99 | All Sectors | DPV | 361.3267 | thousand megawatthours
2024 | NJ | New Jersey | 8 | Residential | DPV | 1771.5714 | thousand megawatthours
2024 | NJ | New Jersey | 96 | All Commercial | DPV | 1415.1709 | thousand megawatthours
2024 | NJ | New Jersey | 97 | All Industrial | DPV | 208.4899 | thousand megawatthours
2024 | NJ | New Jersey | 99 | All Sectors | DPV | 3395.2322 | thousand megawatthours
2024 | NM | New Mexico | 8 | Residential | DPV | 643.2793 | thousand megawatthours
2024 | NM | New Mexico | 96 | All Commercial | DPV | 155.5505 | thousand megawatthours
2024 | NM | New Mexico | 97 | All Industrial | DPV | 1.1417 | thousand megawatthours
2024 | NM | New Mexico | 99 | All Sectors | DPV | 799.9715 | thousand megawatthours
2024 | NV | Nevada | 8 | Residential | DPV | 1837.82 | thousand megawatthours
2024 | NV | Nevada | 96 | All Commercial | DPV | 133.2983 | thousand megawatthours
2024 | NV | Nevada | 97 | All Industrial | DPV | 71.3375 | thousand megawatthours
2024 | NV | Nevada | 99 | All Sectors | DPV | 2042.4558 | thousand megawatthours
2024 | NY | New York | 8 | Residential | DPV | 2032.6386 | thousand megawatthours
2024 | NY | New York | 96 | All Commercial | DPV | 2467.1671 | thousand megawatthours
2024 | NY | New York | 97 | All Industrial | DPV | 22.2342 | thousand megawatthours
2024 | NY | New York | 99 | All Sectors | DPV | 4522.04 | thousand megawatthours
2024 | OH | Ohio | 8 | Residential | DPV | 239.6482 | thousand megawatthours
2024 | OH | Ohio | 96 | All Commercial | DPV | 216.8206 | thousand megawatthours
2024 | OH | Ohio | 97 | All Industrial | DPV | 51.8481 | thousand megawatthours
2024 | OH | Ohio | 99 | All Sectors | DPV | 508.3169 | thousand megawatthours
2024 | OK | Oklahoma | 8 | Residential | DPV | 195.934 | thousand megawatthours
2024 | OK | Oklahoma | 96 | All Commercial | DPV | 28.3277 | thousand megawatthours
2024 | OK | Oklahoma | 97 | All Industrial | DPV | 4.4401 | thousand megawatthours
2024 | OK | Oklahoma | 99 | All Sectors | DPV | 228.7018 | thousand megawatthours
2024 | OR | Oregon | 8 | Residential | DPV | 445.3613 | thousand megawatthours
2024 | OR | Oregon | 96 | All Commercial | DPV | 148.8372 | thousand megawatthours
2024 | OR | Oregon | 97 | All Industrial | DPV | 24.1501 | thousand megawatthours
2024 | OR | Oregon | 99 | All Sectors | DPV | 618.3484 | thousand megawatthours
2024 | PA | Pennsylvania | 8 | Residential | DPV | 655.655 | thousand megawatthours
2024 | PA | Pennsylvania | 96 | All Commercial | DPV | 254.6469 | thousand megawatthours
2024 | PA | Pennsylvania | 97 | All Industrial | DPV | 63.9744 | thousand megawatthours
2024 | PA | Pennsylvania | 99 | All Sectors | DPV | 974.2764 | thousand megawatthours
2024 | PCC | Pacific Contiguous | 8 | Residential | DPV | 22988.6445 | thousand megawatthours
2024 | PCC | Pacific Contiguous | 96 | All Commercial | DPV | 6687.9911 | thousand megawatthours
2024 | PCC | Pacific Contiguous | 97 | All Industrial | DPV | 3300.0411 | thousand megawatthours
2024 | PCC | Pacific Contiguous | 99 | All Sectors | DPV | 32976.6767 | thousand megawatthours
2024 | PCN | Pacific Noncontiguous | 8 | Residential | DPV | 1069.586 | thousand megawatthours
2024 | PCN | Pacific Noncontiguous | 96 | All Commercial | DPV | 519.8514 | thousand megawatthours
2024 | PCN | Pacific Noncontiguous | 97 | All Industrial | DPV | 4.1643 | thousand megawatthours
2024 | PCN | Pacific Noncontiguous | 99 | All Sectors | DPV | 1593.6017 | thousand megawatthours
2024 | RI | Rhode Island | 8 | Residential | DPV | 217.2717 | thousand megawatthours
2024 | RI | Rhode Island | 96 | All Commercial | DPV | 55.3781 | thousand megawatthours
2024 | RI | Rhode Island | 97 | All Industrial | DPV | 8.8762 | thousand megawatthours
2024 | RI | Rhode Island | 99 | All Sectors | DPV | 281.526 | thousand megawatthours
2024 | SAT | South Atlantic | 8 | Residential | DPV | 7849.3007 | thousand megawatthours
2024 | SAT | South Atlantic | 96 | All Commercial | DPV | 1472.4359 | thousand megawatthours
2024 | SAT | South Atlantic | 97 | All Industrial | DPV | 445.923 | thousand megawatthours
2024 | SAT | South Atlantic | 99 | All Sectors | DPV | 9767.6596 | thousand megawatthours
2024 | SC | South Carolina | 8 | Residential | DPV | 473.3529 | thousand megawatthours
2024 | SC | South Carolina | 96 | All Commercial | DPV | 120.9105 | thousand megawatthours
2024 | SC | South Carolina | 97 | All Industrial | DPV | 42.6379 | thousand megawatthours
2024 | SC | South Carolina | 99 | All Sectors | DPV | 636.9013 | thousand megawatthours
2024 | SD | South Dakota | 8 | Residential | DPV | 4.9171 | thousand megawatthours
2024 | SD | South Dakota | 96 | All Commercial | DPV | 2.5584 | thousand megawatthours
2024 | SD | South Dakota | 99 | All Sectors | DPV | 7.4755 | thousand megawatthours
2024 | TN | Tennessee | 8 | Residential | DPV | 28.0267 | thousand megawatthours
2024 | TN | Tennessee | 96 | All Commercial | DPV | 58.3168 | thousand megawatthours
2024 | TN | Tennessee | 97 | All Industrial | DPV | 0.04846 | thousand megawatthours
2024 | TN | Tennessee | 99 | All Sectors | DPV | 86.392 | thousand megawatthours
2024 | TX | Texas | 8 | Residential | DPV | 4442.8001 | thousand megawatthours
2024 | TX | Texas | 96 | All Commercial | DPV | 503.4347 | thousand megawatthours
2024 | TX | Texas | 97 | All Industrial | DPV | 9.5587 | thousand megawatthours
2024 | TX | Texas | 99 | All Sectors | DPV | 4955.7934 | thousand megawatthours
2024 | US | U.S. Total | 8 | Residential | DPV | 57546.5328 | thousand megawatthours
2024 | US | U.S. Total | 96 | All Commercial | DPV | 21652.3301 | thousand megawatthours
2024 | US | U.S. Total | 97 | All Industrial | DPV | 4719.1857 | thousand megawatthours
2024 | US | U.S. Total | 99 | All Sectors | DPV | 83918.0486 | thousand megawatthours
2024 | UT | Utah | 8 | Residential | DPV | 827.3733 | thousand megawatthours
2024 | UT | Utah | 96 | All Commercial | DPV | 153.3971 | thousand megawatthours
2024 | UT | Utah | 97 | All Industrial | DPV | 14.1696 | thousand megawatthours
2024 | UT | Utah | 99 | All Sectors | DPV | 994.9399 | thousand megawatthours
2024 | VA | Virginia | 8 | Residential | DPV | 779.6277 | thousand megawatthours
2024 | VA | Virginia | 96 | All Commercial | DPV | 257.5681 | thousand megawatthours
2024 | VA | Virginia | 97 | All Industrial | DPV | 6.7783 | thousand megawatthours
2024 | VA | Virginia | 99 | All Sectors | DPV | 1043.974 | thousand megawatthours
2024 | VT | Vermont | 8 | Residential | DPV | 149.8276 | thousand megawatthours
2024 | VT | Vermont | 96 | All Commercial | DPV | 93.6988 | thousand megawatthours
2024 | VT | Vermont | 97 | All Industrial | DPV | 1.9416 | thousand megawatthours
2024 | VT | Vermont | 99 | All Sectors | DPV | 245.468 | thousand megawatthours
2024 | WA | Washington | 8 | Residential | DPV | 545.5188 | thousand megawatthours
2024 | WA | Washington | 96 | All Commercial | DPV | 86.8137 | thousand megawatthours
2024 | WA | Washington | 97 | All Industrial | DPV | 1.7673 | thousand megawatthours
2024 | WA | Washington | 99 | All Sectors | DPV | 634.0997 | thousand megawatthours
2024 | WI | Wisconsin | 8 | Residential | DPV | 187.9475 | thousand megawatthours
2024 | WI | Wisconsin | 96 | All Commercial | DPV | 148.1703 | thousand megawatthours
2024 | WI | Wisconsin | 97 | All Industrial | DPV | 33.2055 | thousand megawatthours
2024 | WI | Wisconsin | 99 | All Sectors | DPV | 369.3234 | thousand megawatthours
2024 | WNC | West North Central | 8 | Residential | DPV | 1113.8387 | thousand megawatthours
2024 | WNC | West North Central | 96 | All Commercial | DPV | 676.2945 | thousand megawatthours
2024 | WNC | West North Central | 97 | All Industrial | DPV | 67.8607 | thousand megawatthours
2024 | WNC | West North Central | 99 | All Sectors | DPV | 1857.9939 | thousand megawatthours
2024 | WSC | West South Central | 8 | Residential | DPV | 5208.2805 | thousand megawatthours
2024 | WSC | West South Central | 96 | All Commercial | DPV | 728.359 | thousand megawatthours
2024 | WSC | West South Central | 97 | All Industrial | DPV | 94.9883 | thousand megawatthours
2024 | WSC | West South Central | 99 | All Sectors | DPV | 6031.6278 | thousand megawatthours
2024 | WV | West Virginia | 8 | Residential | DPV | 44.5314 | thousand megawatthours
2024 | WV | West Virginia | 96 | All Commercial | DPV | 13.8958 | thousand megawatthours
2024 | WV | West Virginia | 97 | All Industrial | DPV | 2.6111 | thousand megawatthours
2024 | WV | West Virginia | 99 | All Sectors | DPV | 61.0384 | thousand megawatthours
2024 | WY | Wyoming | 8 | Residential | DPV | 28.4922 | thousand megawatthours
2024 | WY | Wyoming | 96 | All Commercial | DPV | 3.4476 | thousand megawatthours
2024 | WY | Wyoming | 97 | All Industrial | DPV | 0.70139 | thousand megawatthours
2024 | WY | Wyoming | 99 | All Sectors | DPV | 32.6412 | thousand megawatthours

## NREL_rooftop_potential
NREL rooftop PV technical potential by state - Gagnon, Margolis, Melius, Phillips, Elmore (2016), NREL/TP-6A20-65298, Table 6 (pp. 35-36). Capacity is DC nameplate. Transcription verified against the PDF text 2026-08-03.
state_abbr | state_name | gen_potential_pct_of_sales | capacity_potential_gw_dc | gen_potential_twh_yr | suitable_roof_area_mm2
CA | California | 74.2 | 128.9 | 194 | 961
ME | Maine | 60 | 6.3 | 7.1 | 45
VT | Vermont | 60 | 3 | 3.4 | 21
RI | Rhode Island | 56.6 | 3.8 | 4.4 | 28
NH | New Hampshire | 53.4 | 5.3 | 5.9 | 38
CT | Connecticut | 49.8 | 12.8 | 14.8 | 95
MA | Massachusetts | 47 | 22.5 | 26 | 165
FL | Florida | 46.5 | 76.2 | 103.2 | 557
MI | Michigan | 45.9 | 42.1 | 47.3 | 303
CO | Colorado | 44 | 16.2 | 23.5 | 119
OK | Oklahoma | 44.1 | 19.3 | 26.4 | 140
NM | New Mexico | 43.4 | 6.1 | 10 | 45
MO | Missouri | 42.7 | 28.3 | 35.6 | 204
KS | Kansas | 41.7 | 12.5 | 16.6 | 90
NV | Nevada | 39.6 | 8.7 | 13.9 | 67
NJ | New Jersey | 40.4 | 24.9 | 30.1 | 184
WI | Wisconsin | 40.1 | 23.6 | 27.7 | 169
MD | Maryland | 38.7 | 19.3 | 23.9 | 142
MN | Minnesota | 38.5 | 23.1 | 26.4 | 168
SD | South Dakota | 38.7 | 3.8 | 4.7 | 26
NY | New York | 37.4 | 46.6 | 55.3 | 340
IL | Illinois | 37 | 44.1 | 52.5 | 324
OH | Ohio | 35.3 | 46.8 | 53 | 338
IA | Iowa | 35.5 | 14 | 16.6 | 99
TX | Texas | 34.6 | 97.8 | 131.2 | 715
NC | North Carolina | 34.9 | 35 | 45.3 | 252
PA | Pennsylvania | 34.5 | 43.6 | 50.4 | 316
NE | Nebraska | 34.1 | 8.2 | 10.5 | 60
UT | Utah | 34.3 | 7.2 | 10.4 | 52
OR | Oregon | 34.2 | 14.1 | 16.3 | 101
GA | Georgia | 33.8 | 34.6 | 44.1 | 251
AZ | Arizona | 34.4 | 16.3 | 26.1 | 114
AR | Arkansas | 33.3 | 12.2 | 15.5 | 88
VA | Virginia | 32.4 | 28.5 | 35.8 | 205
TN | Tennessee | 31.9 | 24.4 | 30.9 | 175
MS | Mississippi | 31.2 | 11.7 | 15.2 | 84
DE | Delaware | 31 | 2.9 | 3.5 | 20
LA | Louisiana | 29.8 | 20.1 | 25.6 | 146
AL | Alabama | 29.8 | 20.4 | 26.2 | 147
IN | Indiana | 29.5 | 26.3 | 31.1 | 188
MT | Montana | 28 | 3.2 | 3.9 | 21
WA | Washington | 26.6 | 22.8 | 24.7 | 164
ID | Idaho | 26.4 | 4.7 | 6.4 | 33
KY | Kentucky | 25.2 | 18 | 21.4 | 131
SC | South Carolina | 25.5 | 15.2 | 20 | 108
ND | North Dakota | 24.6 | 3.3 | 3.9 | 23
WV | West Virginia | 22.9 | 6.3 | 7.2 | 45
WY | Wyoming | 14.2 | 1.7 | 2.4 | 12
DC | Washington DC | 15.1 | 1.3 | 1.7 | 11

## Census_2020_Urban_Rural
STATEFP | STATE ABBREV | STATE NAME | 2020 TOTAL POP | 2020 URBAN POP | 2020 PCT URBAN POP | 2020 RURAL POP | 2020 PCT RURAL POP | 2010 TOTAL POP | 2010 URBAN POP | 2010 PCT URBAN POP | 2010 RURAL POP | 2010 PCT RURAL POP
01 | AL | Alabama | 5024279 | 2900880 | 57.7372 | 2123399 | 42.2628 | 4779736 | 2821804 | 59.04 | 1957932 | 40.96
02 | AK | Alaska | 733391 | 475967 | 64.8995 | 257424 | 35.1005 | 710231 | 468893 | 66.02 | 241338 | 33.98
04 | AZ | Arizona | 7151502 | 6385230 | 89.2852 | 766272 | 10.7148 | 6392017 | 5740659 | 89.81 | 651358 | 10.19
05 | AR | Arkansas | 3011524 | 1670677 | 55.4761 | 1340847 | 44.5239 | 2915918 | 1637589 | 56.16 | 1278329 | 43.84
06 | CA | California | 39538223 | 37259490 | 94.2366 | 2278733 | 5.7634 | 37253956 | 35373606 | 94.95 | 1880350 | 5.05
08 | CO | Colorado | 5773714 | 4966936 | 86.0267 | 806778 | 13.9733 | 5029196 | 4332761 | 86.15 | 696435 | 13.85
09 | CT | Connecticut | 3605944 | 3110153 | 86.2507 | 495791 | 13.7493 | 3574097 | 3144942 | 87.99 | 429155 | 12.01
10 | DE | Delaware | 989948 | 817817 | 82.6121 | 172131 | 17.3879 | 897934 | 747949 | 83.3 | 149985 | 16.7
11 | DC | District of Columbia | 689545 | 689545 | 100 | 0 | 0 | 601723 | 601723 | 100 | 0 | 0
12 | FL | Florida | 21538187 | 19714806 | 91.5342 | 1823381 | 8.4658 | 18801310 | 17139844 | 91.16 | 1661466 | 8.84
13 | GA | Georgia | 10711908 | 7933986 | 74.067 | 2777922 | 25.933 | 9687653 | 7272151 | 75.07 | 2415502 | 24.93
15 | HI | Hawaii | 1455271 | 1252450 | 86.063 | 202821 | 13.937 | 1360301 | 1250489 | 91.93 | 109812 | 8.07
16 | ID | Idaho | 1839106 | 1273437 | 69.2422 | 565669 | 30.7578 | 1567582 | 1106370 | 70.58 | 461212 | 29.42
17 | IL | Illinois | 12812508 | 11137590 | 86.9275 | 1674918 | 13.0725 | 12830632 | 11353553 | 88.49 | 1477079 | 11.51
18 | IN | Indiana | 6785528 | 4829686 | 71.1763 | 1955842 | 28.8237 | 6483802 | 4697100 | 72.44 | 1786702 | 27.56
19 | IA | Iowa | 3190369 | 2014831 | 63.1535 | 1175538 | 36.8465 | 3046355 | 1950256 | 64.02 | 1096099 | 35.98
20 | KS | Kansas | 2937880 | 2124059 | 72.299 | 813821 | 27.701 | 2853118 | 2116961 | 74.2 | 736157 | 25.8
21 | KY | Kentucky | 4505836 | 2644856 | 58.6985 | 1860980 | 41.3015 | 4339367 | 2533343 | 58.38 | 1806024 | 41.62
22 | LA | Louisiana | 4657757 | 3332237 | 71.5417 | 1325520 | 28.4583 | 4533372 | 3317805 | 73.19 | 1215567 | 26.81
23 | ME | Maine | 1362359 | 526309 | 38.6322 | 836050 | 61.3678 | 1328361 | 513542 | 38.66 | 814819 | 61.34
24 | MD | Maryland | 6177224 | 5288760 | 85.6171 | 888464 | 14.3829 | 5773552 | 5034331 | 87.2 | 739221 | 12.8
25 | MA | Massachusetts | 7029917 | 6416895 | 91.2798 | 613022 | 8.7202 | 6547629 | 6021989 | 91.97 | 525640 | 8.03
26 | MI | Michigan | 10077331 | 7404258 | 73.4744 | 2673073 | 26.5256 | 9883640 | 7369957 | 74.57 | 2513683 | 25.43
27 | MN | Minnesota | 5706494 | 4101754 | 71.8787 | 1604740 | 28.1213 | 5303925 | 3886311 | 73.27 | 1417614 | 26.73
28 | MS | Mississippi | 2961279 | 1370790 | 46.2905 | 1590489 | 53.7095 | 2967297 | 1464224 | 49.35 | 1503073 | 50.65
29 | MO | Missouri | 6154913 | 4275663 | 69.4675 | 1879250 | 30.5325 | 5988927 | 4218371 | 70.44 | 1770556 | 29.56
30 | MT | Montana | 1084225 | 579177 | 53.4185 | 505048 | 46.5815 | 989415 | 553014 | 55.89 | 436401 | 44.11
31 | NE | Nebraska | 1961504 | 1432003 | 73.0054 | 529501 | 26.9946 | 1826341 | 1335686 | 73.13 | 490655 | 26.87
32 | NV | Nevada | 3104614 | 2921203 | 94.0923 | 183411 | 5.9077 | 2700551 | 2543797 | 94.2 | 156754 | 5.8
33 | NH | New Hampshire | 1377529 | 803420 | 58.3233 | 574109 | 41.6767 | 1316470 | 793872 | 60.3 | 522598 | 39.7
34 | NJ | New Jersey | 9288994 | 8708779 | 93.7537 | 580215 | 6.2463 | 8791894 | 8324126 | 94.68 | 467768 | 5.32
35 | NM | New Mexico | 2117522 | 1578552 | 74.5471 | 538970 | 25.4529 | 2059179 | 1594361 | 77.43 | 464818 | 22.57
36 | NY | New York | 20201249 | 17665166 | 87.4459 | 2536083 | 12.5541 | 19378102 | 17028105 | 87.87 | 2349997 | 12.13
37 | NC | North Carolina | 10439388 | 6964727 | 66.7159 | 3474661 | 33.2841 | 9535483 | 6301756 | 66.09 | 3233727 | 33.91
38 | ND | North Dakota | 779094 | 474989 | 60.9668 | 304105 | 39.0332 | 672591 | 402872 | 59.9 | 269719 | 40.1
39 | OH | Ohio | 11799448 | 9001099 | 76.2841 | 2798349 | 23.7159 | 11536504 | 8989694 | 77.92 | 2546810 | 22.08
40 | OK | Oklahoma | 3959353 | 2558611 | 64.6219 | 1400742 | 35.3781 | 3751351 | 2485029 | 66.24 | 1266322 | 33.76
41 | OR | Oregon | 4237256 | 3410984 | 80.4998 | 826272 | 19.5002 | 3831074 | 3104382 | 81.03 | 726692 | 18.97
42 | PA | Pennsylvania | 13002700 | 9941070 | 76.4539 | 3061630 | 23.5461 | 12702379 | 9991287 | 78.66 | 2711092 | 21.34
44 | RI | Rhode Island | 1097379 | 999191 | 91.0525 | 98188 | 8.9475 | 1052567 | 955043 | 90.73 | 97524 | 9.27
45 | SC | South Carolina | 5118425 | 3477869 | 67.948 | 1640556 | 32.052 | 4625364 | 3067809 | 66.33 | 1557555 | 33.67
46 | SD | South Dakota | 886667 | 507347 | 57.2196 | 379320 | 42.7804 | 814180 | 461247 | 56.65 | 352933 | 43.35
47 | TN | Tennessee | 6910840 | 4577282 | 66.2334 | 2333558 | 33.7666 | 6346105 | 4213245 | 66.39 | 2132860 | 33.61
48 | TX | Texas | 29145505 | 24400697 | 83.7203 | 4744808 | 16.2797 | 25145561 | 21298039 | 84.7 | 3847522 | 15.3
49 | UT | Utah | 3271616 | 2937303 | 89.7814 | 334313 | 10.2186 | 2763885 | 2503595 | 90.58 | 260290 | 9.42
50 | VT | Vermont | 643077 | 225850 | 35.1202 | 417227 | 64.8798 | 625741 | 243385 | 38.9 | 382356 | 61.1
51 | VA | Virginia | 8631393 | 6528313 | 75.6345 | 2103080 | 24.3655 | 8001024 | 6037094 | 75.45 | 1963930 | 24.55
53 | WA | Washington | 7705281 | 6424035 | 83.3718 | 1281246 | 16.6282 | 6724540 | 5651869 | 84.05 | 1072671 | 15.95
54 | WV | West Virginia | 1793716 | 800857 | 44.6479 | 992859 | 55.3521 | 1852994 | 902810 | 48.72 | 950184 | 51.28
55 | WI | Wisconsin | 5893718 | 3953691 | 67.0831 | 1940027 | 32.9169 | 5686986 | 3989638 | 70.15 | 1697348 | 29.85
56 | WY | Wyoming | 576851 | 357750 | 62.0177 | 219101 | 37.9823 | 563626 | 364993 | 64.76 | 198633 | 35.24
60 | AS | American Samoa | 49710 | 37652 | 75.7433 | 12058 | 24.2567 | 55519 | 47965 | 86.3938 | 7554 | 13.6062
66 | GU | Guam | 153836 | 136876 | 88.9753 | 16960 | 11.0247 | 159358 | 149918 | 94.0762 | 9440 | 5.9238
69 | MP | Commonwealth of the Northern Marianas | 47329 | 36921 | 78.0093 | 10408 | 21.9907 | 53883 | 48997 | 90.9322 | 4886 | 9.0678
72 | PR | Puerto Rico | 3285874 | 3018908 | 91.8753 | 266966 | 8.1247 | 3725789 | 3493256 | 93.76 | 232533 | 6.24
78 | VI | US Virgin Islands | 87146 | 82870 | 95.0933 | 4276 | 4.9067 | 106405 | 100607 | 94.551 | 5798 | 5.449

## Calcs
Calcs - all 48 states, one matrix
Reads top to bottom in dependency order; every block shares one year axis so the columns line up all the way down. Sections 5 and 6 are the reallocation: the national total (section 4) is fixed, and only each state share of it changes, by how much room the state has left. About!B1 selects the state summarised in section 7; the three BDESC output tabs read section 7. No typed-in numbers - every formula points at a raw embed or a Keys constant.
SECTION 1 - Constants
Read once here, then referenced by every row below. headroom_f is the single judgement parameter in this design - it sets how full a state can get, and it is calibrated on the CEC California forecast (see Keys and the Sources tab).
Calculation | Value
Anchor year = latest year in the 861M embed | 2024
Anchor month = latest month in that year | 5
DC-to-AC derate (Keys dc_to_ac_derate) | 0.833
headroom_f - economic ceiling as a fraction of technical potential | 0.3055
GW to MW (Keys gw_to_mw) | 1000
Ceiling floor margin (Keys ceiling_floor_margin) | 1.0001
Percent to fraction (Keys pct_to_fraction) | 0.01
Ground-mount screen threshold (Keys min_plausible_cf) | 0.08
Hours per year (Keys hours_per_year) | 8760
GWh -> MWh (Keys gwh_to_mwh) | 1000
EIA small-scale generation vintage (Keys dpv_period) | 2024
EIA sectorid, residential (Keys dpv_sector_res) | 8
EIA sectorid, commercial (Keys dpv_sector_com) | 96
EIA sectorid, industrial (Keys dpv_sector_ind) | 97
AEO base year - no new capacity is allocated through this year | 2025
Row of the residential own-use series in AEO_T4_national | 47
Row of the commercial own-use series in AEO_T5_national | 38
SECTION 2 - How fast rooftop generation grows NATIONALLY (year block)
AEO on-site generation for own use, as a ratio to the base year. This is the only growth signal in the workbook, and it applies to the 48-state TOTAL - not to any individual state. AEO publishes own-generation nationally only; per-state shape sources were tested and rejected (see Sources).
Year | 2021 | 2022 | 2023 | 2024 | 2025 | 2026 | 2027 | 2028 | 2029 | 2030 | 2031 | 2032 | 2033 | 2034 | 2035 | 2036 | 2037 | 2038 | 2039 | 2040 | 2041 | 2042 | 2043 | 2044 | 2045 | 2046 | 2047 | 2048 | 2049 | 2050
Column of that year inside the AEO embeds (blank before the base year) |  |  |  |  | 1 | 2 | 3 | 4 | 5 | 6 | 7 | 8 | 9 | 10 | 11 | 12 | 13 | 14 | 15 | 16 | 17 | 18 | 19 | 20 | 21 | 22 | 23 | 24 | 25 | 26
Residential on-site generation for own use, quads |  |  |  |  | 0.18513 | 0.19618 | 0.20807 | 0.22029 | 0.23191 | 0.24405 | 0.25699 | 0.26999 | 0.28356 | 0.29791 | 0.31315 | 0.32913 | 0.34616 | 0.36399 | 0.38263 | 0.40192 | 0.42192 | 0.44253 | 0.46366 | 0.48558 | 0.50806 | 0.53128 | 0.55523 | 0.58008 | 0.60541 | 0.63153
Commercial on-site generation for own use, quads |  |  |  |  | 0.15951 | 0.17868 | 0.19481 | 0.20257 | 0.20728 | 0.21265 | 0.21679 | 0.22007 | 0.22376 | 0.22936 | 0.23389 | 0.23771 | 0.24441 | 0.25093 | 0.25883 | 0.26565 | 0.26933 | 0.27484 | 0.27782 | 0.28117 | 0.28391 | 0.28816 | 0.29342 | 0.29878 | 0.30283 | 0.30806
RESIDENTIAL national growth ratio = own-use(y) / own-use(base year) | 1 | 1 | 1 | 1 | 1 | 1.0597 | 1.1239 | 1.1899 | 1.2527 | 1.3182 | 1.3881 | 1.4584 | 1.5316 | 1.6092 | 1.6915 | 1.7778 | 1.8698 | 1.9661 | 2.0668 | 2.171 | 2.279 | 2.3904 | 2.5045 | 2.6229 | 2.7443 | 2.8697 | 2.9991 | 3.1333 | 3.2701 | 3.4112
COMMERCIAL national growth ratio = own-use(y) / own-use(base year) | 1 | 1 | 1 | 1 | 1 | 1.1202 | 1.2213 | 1.2699 | 1.2995 | 1.3331 | 1.3591 | 1.3797 | 1.4028 | 1.4379 | 1.4663 | 1.4903 | 1.5322 | 1.5731 | 1.6227 | 1.6654 | 1.6885 | 1.7231 | 1.7417 | 1.7627 | 1.7799 | 1.8065 | 1.8395 | 1.8731 | 1.8985 | 1.9313
SECTION 3 - Where each state starts, and where it saturates
One row per state. B-H are observed capacity summed straight from the raw embeds; I-J turn the 2023 pair into a gross-up factor; K-L are the START LEVEL each state is allocated from; M-N are its physical roof-area limit; O-P are the economic CEILING the allocation approaches, split between sectors by the state own mix.
State | EIA-861M 2024 net-metered PV, residential | EIA-861M 2024 net-metered PV, commercial | EIA-861M 2024 net-metered PV, industrial | EIA-861 2023 net-metered PV, residential | EIA-861 2023 net-metered PV, commercial + industrial | EIA-861 2023 NON-net-metered distributed PV, residential | EIA-861 2023 NON-net-metered distributed PV, commercial + industrial | Gross-up factor, residential = 1 + G/E | Gross-up factor, commercial = 1 + H/F | START LEVEL residential = B x I, or E+G where B is zero | EIA small-scale PV generation 2024, residential | EIA small-scale PV generation 2024, commercial + industrial | Implied residential capacity factor = L / (K x hours_per_year) | Commercial start level BEFORE the ground-mount screen = (C+D) x J, or F+H where C+D is zero | Implied commercial capacity factor = M / (O x hours_per_year) | START LEVEL commercial = O, or M re-anchored at the residential CF when P < min_plausible_cf | NREL rooftop technical potential (Gagnon 2016) | Technical potential, AC basis = R x gw_to_mw x derate | CEILING residential = headroom_f x S x residential share of K+Q | CEILING commercial = headroom_f x S x commercial share of K+Q
| MW-AC | MW-AC | MW-AC | MW-AC | MW-AC | MW-AC | MW-AC | ratio | ratio | MW-AC | GWh | GWh | ratio | MW-AC | ratio | MW-AC | GW-DC | MW-AC | MW-AC | MW-AC
AL | 0 | 0 | 0 | 0.80881 | 0.6 | 3.27 | 11.092 | 5.043 | 19.4867 | 4.0788 | 7.2034 | 19.8905 | 0.2016 | 11.692 | 0.1942 | 11.692 | 20.4 | 16993.2 | 1342.6599 | 3848.7627
AZ | 2154.7231 | 630.32 | 7.28 | 2105.2711 | 634.2628 | 0.4 | 0.40567 | 1.0002 | 1.0006 | 2155.1325 | 4235.7533 | 1209.9972 | 0.22436 | 638.0078 | 0.2165 | 638.0078 | 16.3 | 13577.9 | 3200.5531 | 947.4953
AR | 123.5565 | 68.1004 | 10.7077 | 143.0726 | 103.1326 | 0 | 1.99 | 1 | 1.0193 | 123.5565 | 259.3694 | 251.8685 | 0.23963 | 80.3287 | 0.35793 | 80.3287 | 12.2 | 10162.6 | 1881.4638 | 1223.2105
CA | 11914.0216 | 3314.2985 | 1753.905 | 11630.1138 | 4960.3642 | 8.761 | 174.909 | 1.0008 | 1.0353 | 11922.9964 | 21997.7645 | 9726.4641 | 0.21061 | 5246.9151 | 0.21162 | 5246.9151 | 128.9 | 107373.7 | 22778.5717 | 10024.0936
CO | 772.7593 | 199.0187 | 32.1091 | 837.2984 | 242.9276 | 2.1893 | 3.1167 | 1.0026 | 1.0128 | 774.7798 | 1565.6 | 469.8842 | 0.23067 | 234.0931 | 0.22914 | 234.0931 | 16.2 | 13494.6 | 3166.0158 | 956.5845
CT | 712.885 | 266.679 | 37.366 | 668.878 | 295.75 | 0.261 | 3.065 | 1.0004 | 1.0104 | 713.1632 | 969.9437 | 488.2914 | 0.15526 | 307.196 | 0.18145 | 307.196 | 12.8 | 10662.4 | 2276.6802 | 980.683
DE | 99.7913 | 26.8725 | 6.34 | 99.4874 | 33.6991 | 0 | 0 | 1 | 1 | 99.7913 | 154.1991 | 48.554 | 0.17639 | 33.2125 | 0.16689 | 33.2125 | 2.9 | 2415.7 | 553.7108 | 184.2855
FL | 1991.9002 | 155.5411 | 44.6724 | 2320.9068 | 234.4411 | 1.0379 | 4.716 | 1.0004 | 1.0201 | 1992.791 | 4194.8343 | 416.5458 | 0.2403 | 204.241 | 0.23282 | 204.241 | 76.2 | 63474.6 | 17588.8142 | 1802.6761
GA | 77.9454 | 28.8629 | 3.493 | 82.1598 | 34.7851 | 35.1258 | 166.7972 | 1.4275 | 5.7951 | 111.2695 | 214.7835 | 353.3734 | 0.22035 | 187.5047 | 0.21514 | 187.5047 | 34.6 | 28821.8 | 3279.1801 | 5525.8798
ID | 139.812 | 9.2922 | 17.9278 | 130.3562 | 26.6807 | 0 | 0 | 1 | 1 | 139.812 | 230.4129 | 45.8938 | 0.18813 | 27.2201 | 0.19247 | 27.2201 | 4.7 | 3915.1 | 1001.1489 | 194.9141
IL | 603.435 | 366.4461 | 2.18 | 555.5094 | 347.0822 | 20.4873 | 170.9293 | 1.0369 | 1.4925 | 625.6898 | 1013.8419 | 716.1986 | 0.18497 | 550.1652 | 0.14861 | 550.1652 | 44.1 | 36735.3 | 5971.7293 | 5250.9049
IN | 73.398 | 132.261 | 9.425 | 91.3337 | 134.3496 | 6.747 | 7.449 | 1.0739 | 1.0554 | 78.8201 | 158.3036 | 228.3716 | 0.22927 | 149.5418 | 0.17433 | 149.5418 | 26.3 | 21907.9 | 2310.0703 | 4382.7931
IA | 108.748 | 126.229 | 8.82 | 115.8043 | 137.1029 | 8.9055 | 16.4907 | 1.0769 | 1.1203 | 117.1108 | 217.3893 | 260.694 | 0.2119 | 151.2927 | 0.1967 | 151.2927 | 14 | 11662 | 1554.5086 | 2008.2324
KS | 55.0997 | 16.2687 | 1.3505 | 54.6327 | 16.5502 | 0.10632 | 9.4339 | 1.0019 | 1.57 | 55.2069 | 113.4993 | 52.9343 | 0.23469 | 27.6623 | 0.21845 | 27.6623 | 12.5 | 10412.5 | 2119.1725 | 1061.8462
KY | 48.2148 | 7.8683 | 0.21996 | 67.3168 | 10.4533 | 2.348 | 13.6084 | 1.0349 | 2.3018 | 49.8965 | 118.5761 | 42.5936 | 0.27128 | 18.6179 | 0.26116 | 18.6179 | 18 | 14994 | 3335.9323 | 1244.7347
LA | 156.3366 | 11.5477 | 0.095131 | 170.7742 | 12.8457 | 0.31654 | 2.1133 | 1.0019 | 1.1645 | 156.6263 | 310.177 | 25.7177 | 0.22607 | 13.5583 | 0.21653 | 13.5583 | 20.1 | 16743.3 | 4707.5688 | 407.5093
ME | 100.102 | 568.122 | 0.026 | 83.51 | 464.512 | 0 | 0 | 1 | 1 | 100.102 | 153.4317 | 861.4776 | 0.17497 | 568.148 | 0.17309 | 568.148 | 6.3 | 5247.9 | 240.1599 | 1363.0735
MD | 838.743 | 201.447 | 17.223 | 825.6203 | 245.8988 | 0 | 0 | 1 | 1 | 838.743 | 1142.2453 | 336.6296 | 0.15546 | 218.67 | 0.17574 | 218.67 | 19.3 | 16076.9 | 3895.8102 | 1015.6828
MA | 1207.3603 | 1575.7295 | 35.27 | 1150.6967 | 1490.1601 | 39.7147 | 157.8447 | 1.0345 | 1.1059 | 1249.0307 | 1689.3784 | 2368.7456 | 0.1544 | 1781.6441 | 0.15177 | 1781.6441 | 22.5 | 18742.5 | 2359.7854 | 3366.0483
MI | 122.0481 | 49.4357 | 1.313 | 138.0569 | 47.4569 | 2.6075 | 23.495 | 1.0189 | 1.4951 | 124.3532 | 209.8484 | 135.7476 | 0.19264 | 75.8735 | 0.20424 | 75.8735 | 42.1 | 35069.3 | 6653.8555 | 4059.8157
MN | 124.5418 | 63.2807 | 15.2339 | 159.1174 | 84.0156 | 0.23267 | 2.256 | 1.0015 | 1.0269 | 124.7239 | 267.4071 | 135.9885 | 0.24475 | 80.6229 | 0.19255 | 80.6229 | 23.1 | 19242.3 | 3570.5073 | 2308.0154
MS | 7.9239 | 2.9961 | 0.01666 | 6.6179 | 4.287 | 2.0318 | 1.5117 | 1.307 | 1.3526 | 10.3567 | 19.8472 | 10.2232 | 0.21876 | 4.0752 | 0.28637 | 4.0752 | 11.7 | 9746.1 | 2136.679 | 840.7545
MO | 213.8973 | 136.9451 | 6.3892 | 245.6695 | 131.7848 | 0.045815 | 21.3062 | 1.0002 | 1.1617 | 213.9372 | 467.8305 | 274.3158 | 0.24963 | 166.5078 | 0.18807 | 166.5078 | 28.3 | 23573.9 | 4049.8326 | 3151.9938
MT | 51.2841 | 11.4025 | 0 | 46.0875 | 10.8858 | 0 | 0 | 1 | 1 | 51.2841 | 88.2143 | 18.9098 | 0.19636 | 11.4025 | 0.18931 | 11.4025 | 3.2 | 2665.6 | 666.2148 | 148.126
NE | 19.7017 | 3.0381 | 0.809 | 20.3925 | 3.7645 | 0.687 | 4.3465 | 1.0337 | 2.1546 | 20.3655 | 41.2318 | 16.2534 | 0.23112 | 8.2889 | 0.22384 | 8.2889 | 8.2 | 6830.6 | 1483.1129 | 603.6354
NV | 931.1659 | 67.1631 | 34.332 | 852.9195 | 99.4051 | 0.005 | 0.014 | 1 | 1.0001 | 931.1713 | 1837.82 | 204.6359 | 0.2253 | 101.5094 | 0.23013 | 101.5094 | 8.7 | 7247.1 | 1996.3607 | 217.6284
NH | 165.626 | 71.694 | 7.987 | 151.479 | 78.164 | 0 | 0.554 | 1 | 1.0071 | 165.626 | 236.9762 | 124.3505 | 0.16333 | 80.2458 | 0.1769 | 80.2458 | 5.3 | 4414.9 | 908.5565 | 440.1954
NJ | 1307.2197 | 1313.0741 | 123.4936 | 1271.6771 | 1427.8552 | 0 | 7.9502 | 1 | 1.0056 | 1307.2197 | 1771.5714 | 1623.6608 | 0.15471 | 1444.5663 | 0.12831 | 1444.5663 | 24.9 | 20741.7 | 3010.1594 | 3326.4299
NM | 296.7976 | 88.8715 | 0.41067 | 301.1321 | 93.3587 | 0 | 0 | 1 | 1 | 296.7976 | 643.2793 | 156.6922 | 0.24742 | 89.2822 | 0.20034 | 89.2822 | 6.1 | 5081.3 | 1193.3541 | 358.983
NY | 1477.607 | 1578.691 | 15.85 | 1409.6597 | 1495.456 | 0.205 | 41.568 | 1.0001 | 1.0278 | 1477.8219 | 2032.6386 | 2489.4013 | 0.15701 | 1638.8632 | 0.1734 | 1638.8632 | 46.6 | 38817.8 | 5623.0417 | 6235.7962
NC | 350.525 | 72.261 | 11.925 | 360.1676 | 79.3696 | 10.0905 | 47.0044 | 1.028 | 1.5922 | 360.3454 | 678.7873 | 228.876 | 0.21504 | 134.0428 | 0.19492 | 134.0428 | 35 | 29155 | 6491.9502 | 2414.9023
ND | 0.81485 | 0.246 | 0 | 0.75087 | 0.247 | 0.119 | 0.64975 | 1.1585 | 3.6306 | 0.94399 | 1.5637 | 1.4109 | 0.1891 | 0.89312 | 0.18034 | 0.89312 | 3.3 | 2748.9 | 431.5214 | 408.2676
OH | 153.286 | 147.348 | 33.67 | 166.3772 | 179.0435 | 0.129 | 0.007 | 1.0008 | 1 | 153.4048 | 239.6482 | 268.6687 | 0.17833 | 181.0251 | 0.16942 | 181.0251 | 46.8 | 38984.4 | 5463.0607 | 6446.6735
OK | 91.5449 | 13.8772 | 1.351 | 95.6279 | 14.2162 | 0.017 | 1.164 | 1.0002 | 1.0819 | 91.5611 | 195.934 | 32.7678 | 0.24428 | 16.475 | 0.22705 | 16.475 | 19.3 | 16076.9 | 4162.5127 | 748.9802
OR | 284.8755 | 88.3106 | 16.0194 | 281.0344 | 100.5537 | 8.0086 | 13.8946 | 1.0285 | 1.1382 | 292.9935 | 445.3613 | 172.9872 | 0.17352 | 118.7464 | 0.1663 | 118.7464 | 14.1 | 11745.3 | 2553.3501 | 1034.8391
PA | 595.631 | 229.959 | 70.846 | 547.2839 | 275.9786 | 0 | 0.003 | 1 | 1 | 595.631 | 655.655 | 318.6214 | 0.12566 | 300.8083 | 0.12092 | 300.8083 | 43.6 | 36318.8 | 7372.2342 | 3723.1592
RI | 105.2 | 315.534 | 5.604 | 97.957 | 315.439 | 46.316 | 48.054 | 1.4728 | 1.1523 | 154.9406 | 217.2717 | 64.2543 | 0.16008 | 370.0602 | 0.019821 | 45.821 | 3.8 | 3165.4 | 746.319 | 220.7107
SC | 255.2861 | 45.4338 | 19.749 | 286.898 | 65.3481 | 0.265 | 25.018 | 1.0009 | 1.3828 | 255.5219 | 473.3529 | 163.5484 | 0.21147 | 90.1375 | 0.20713 | 90.1375 | 15.2 | 12661.6 | 2859.4305 | 1008.6883
SD | 2.6429 | 1.38 | 0 | 2.2524 | 0.87169 | 0.076825 | 0.45817 | 1.0341 | 1.5256 | 2.733 | 4.9171 | 2.5584 | 0.20538 | 2.1053 | 0.13872 | 2.1053 | 3.8 | 3165.4 | 546.243 | 420.7867
TN | 0.565 | 0.425 | 0 | 0.531 | 0.425 | 18.035 | 40.24 | 34.9642 | 95.6824 | 19.7548 | 28.0267 | 58.3653 | 0.16196 | 40.665 | 0.16384 | 40.665 | 24.4 | 20325.2 | 2030.2015 | 4179.1471
TX | 483.1149 | 106.7432 | 0.21325 | 877.7658 | 130.9204 | 1611.9555 | 180.0031 | 2.8364 | 2.3749 | 1370.3216 | 4442.8001 | 512.9933 | 0.37011 | 254.0115 | 0.23054 | 254.0115 | 97.8 | 81467.4 | 20996.2859 | 3892.0048
UT | 431.5725 | 80.6432 | 8.9722 | 433.1334 | 89.2178 | 0.24657 | 0.14161 | 1.0006 | 1.0016 | 431.8182 | 827.3733 | 167.5667 | 0.21872 | 89.7577 | 0.21311 | 89.7577 | 7.2 | 5997.6 | 1516.9531 | 315.3137
VT | 97.762 | 57.479 | 0.235 | 103.264 | 56.06 | 0 | 1.069 | 1 | 1.0191 | 97.762 | 149.8276 | 95.6404 | 0.17495 | 58.8145 | 0.18563 | 58.8145 | 3 | 2499 | 476.6733 | 286.7712
VA | 424.8013 | 179.328 | 4.113 | 439.2826 | 189.0307 | 0.266 | 0.891 | 1.0006 | 1.0047 | 425.0586 | 779.6277 | 264.3463 | 0.20938 | 184.3056 | 0.16373 | 184.3056 | 28.5 | 23740.5 | 5059.0961 | 2193.6267
WA | 331.9774 | 49.1988 | 1.17 | 371.9005 | 52.9889 | 0.02 | 4.261 | 1.0001 | 1.0804 | 331.9952 | 545.5188 | 88.581 | 0.18757 | 54.4191 | 0.18582 | 54.4191 | 22.8 | 18992.4 | 4985.0524 | 817.1258
WV | 27.612 | 7.036 | 1.62 | 25.427 | 7.797 | 0 | 0 | 1 | 1 | 27.612 | 44.5314 | 16.507 | 0.1841 | 8.656 | 0.21769 | 8.656 | 6.3 | 5247.9 | 1220.5934 | 382.64
WI | 96.914 | 76.729 | 7.729 | 106.914 | 86.003 | 0.5063 | 16.0413 | 1.0047 | 1.1865 | 97.3729 | 187.9475 | 181.3758 | 0.22034 | 100.2111 | 0.20661 | 100.2111 | 23.6 | 19658.8 | 2959.7472 | 3046.0162
WY | 15.8706 | 1.8842 | 0.37582 | 14.5125 | 2.1367 | 0 | 0 | 1 | 1 | 15.8706 | 28.4922 | 4.149 | 0.20494 | 2.26 | 0.20957 | 2.26 | 1.7 | 1416.1 | 378.692 | 53.9265
SECTION 4 - The size of the pot, and this year new capacity (year block)
The 48-state total: start level x the section-2 national ratio. This is exactly what the old method produced nationally and it is UNCHANGED - the reallocation only changes who gets it. The "new MW" rows are what sections 5 and 6 divide up; they are zero through the base year. The last two rows are the denominators each state share is taken over.
Year | 2021 | 2022 | 2023 | 2024 | 2025 | 2026 | 2027 | 2028 | 2029 | 2030 | 2031 | 2032 | 2033 | 2034 | 2035 | 2036 | 2037 | 2038 | 2039 | 2040 | 2041 | 2042 | 2043 | 2044 | 2045 | 2046 | 2047 | 2048 | 2049 | 2050
National total residential MW = SUM of column K x the residential ratio | 30757.8958 | 30757.8958 | 30757.8958 | 30757.8958 | 30757.8958 | 32593.4171 | 34568.6156 | 36598.826 | 38529.9947 | 40545.8239 | 42695.6686 | 44856.577 | 47109.9814 | 49495.0964 | 52026.6968 | 54681.8926 | 57511.2864 | 60473.0741 | 63570.5236 | 66774.1446 | 70097.1277 | 73522.2618 | 77032.856 | 80674.5469 | 84408.605 | 88266.5803 | 92245.2297 | 96374.0929 | 100582.5537 | 104922.5321
National total commercial MW = SUM of column L x the commercial ratio | 15834.1038 | 15834.1038 | 15834.1038 | 15834.1038 | 15834.1038 | 17736.8768 | 19338.0214 | 20108.4882 | 20576.143 | 21108.8801 | 21520.6091 | 21846.0291 | 22211.9396 | 22768.0734 | 23217.6641 | 23597.2942 | 24261.7224 | 24909.0183 | 25693.8156 | 26370.2371 | 26735.8236 | 27283.2168 | 27578.6651 | 27911.2948 | 28182.8805 | 28604.8515 | 29127.1632 | 29658.9033 | 30061.1949 | 30580.131
NEW residential MW to divide this year = this year total minus last year | 0 | 0 | 0 | 0 | 0 | 1835.5212 | 1975.1985 | 2030.2104 | 1931.1687 | 2015.8292 | 2149.8447 | 2160.9084 | 2253.4044 | 2385.115 | 2531.6004 | 2655.1958 | 2829.3938 | 2961.7877 | 3097.4495 | 3203.6211 | 3322.983 | 3425.1341 | 3510.5942 | 3641.6909 | 3734.0581 | 3857.9753 | 3978.6494 | 4128.8631 | 4208.4609 | 4339.9784
NEW commercial MW to divide this year = this year total minus last year | 0 | 0 | 0 | 0 | 0 | 1902.7731 | 1601.1446 | 770.4667 | 467.6549 | 532.7371 | 411.7289 | 325.4201 | 365.9104 | 556.1338 | 449.5908 | 379.6301 | 664.4281 | 647.2959 | 784.7973 | 676.4216 | 365.5865 | 547.3931 | 295.4483 | 332.6297 | 271.5857 | 421.971 | 522.3116 | 531.7401 | 402.2916 | 518.9361
Sum of all 48 residential headroom weights (share denominator) | 0 | 19435.1094 | 19435.1094 | 19435.1094 | 19435.1094 | 19435.1094 | 20132.0857 | 20849.9416 | 21557.1373 | 22205.2101 | 22856.9739 | 23526.2449 | 24175.625 | 24828.9866 | 25495.3594 | 26175.6567 | 26860.6529 | 27558.3357 | 28253.4465 | 28940.8337 | 29607.7875 | 30249.4472 | 30854.1685 | 31410.3969 | 31914.1511 | 32348.6902 | 32704.719 | 32967.4987 | 33122.1688 | 33151.3883
Sum of all 48 commercial headroom weights (share denominator) | 0 | 9855.5266 | 9855.5266 | 9855.5266 | 9855.5266 | 9855.5266 | 10475.7355 | 10949.7333 | 11169.4872 | 11300.3641 | 11445.8673 | 11556.5556 | 11643.0064 | 11738.7506 | 11880.6626 | 11993.7218 | 12088.0497 | 12248.2922 | 12401.1228 | 12581.1551 | 12733.6852 | 12816.0749 | 12936.8944 | 13002.1432 | 13074.8851 | 13133.994 | 13224.3883 | 13334.4335 | 13444.9667 | 13528.1724
SECTION 5a - RESIDENTIAL: each state share of this year new capacity (%)
A state share is its headroom weight over the sum of all 48. The weight is (capacity it had last year) x (1 - how full it is), so a state with no rooftop industry gets little and a state at its ceiling gets zero - it stops taking new capacity without any hard cut-off. Every column totals 100%.
Year | 2021 | 2022 | 2023 | 2024 | 2025 | 2026 | 2027 | 2028 | 2029 | 2030 | 2031 | 2032 | 2033 | 2034 | 2035 | 2036 | 2037 | 2038 | 2039 | 2040 | 2041 | 2042 | 2043 | 2044 | 2045 | 2046 | 2047 | 2048 | 2049 | 2050
AL | 0% | 0.02092% | 0.02092% | 0.02092% | 0.02092% | 0.02092% | 0.02209% | 0.02341% | 0.02483% | 0.02625% | 0.02779% | 0.02952% | 0.03133% | 0.03332% | 0.03553% | 0.03799% | 0.04072% | 0.04379% | 0.04722% | 0.05105% | 0.05529% | 0.06003% | 0.06533% | 0.07124% | 0.07795% | 0.08554% | 0.09425% | 0.1043% | 0.1161% | 0.1298%
AZ | 0% | 3.622% | 3.622% | 3.622% | 3.622% | 3.622% | 3.375% | 3.128% | 2.893% | 2.686% | 2.486% | 2.289% | 2.108% | 1.934% | 1.766% | 1.605% | 1.453% | 1.307% | 1.172% | 1.047% | 0.9326% | 0.8289% | 0.7356% | 0.6523% | 0.5773% | 0.5106% | 0.451% | 0.3979% | 0.3505% | 0.3088%
AR | 0% | 0.594% | 0.594% | 0.594% | 0.594% | 0.594% | 0.6202% | 0.6488% | 0.6786% | 0.7074% | 0.7377% | 0.7701% | 0.8028% | 0.8368% | 0.8726% | 0.9102% | 0.949% | 0.9896% | 1.031% | 1.073% | 1.114% | 1.155% | 1.195% | 1.233% | 1.269% | 1.303% | 1.334% | 1.362% | 1.387% | 1.407%
CA | 0% | 29.24% | 29.24% | 29.24% | 29.24% | 29.24% | 28.04% | 26.76% | 25.46% | 24.25% | 23.01% | 21.73% | 20.48% | 19.24% | 17.98% | 16.7% | 15.45% | 14.2% | 12.99% | 11.83% | 10.74% | 9.706% | 8.75% | 7.872% | 7.061% | 6.323% | 5.649% | 5.037% | 4.479% | 3.982%
CO | 0% | 3.011% | 3.011% | 3.011% | 3.011% | 3.011% | 3.042% | 3.069% | 3.089% | 3.101% | 3.106% | 3.102% | 3.091% | 3.07% | 3.038% | 2.995% | 2.94% | 2.872% | 2.792% | 2.7% | 2.598% | 2.487% | 2.369% | 2.247% | 2.121% | 1.993% | 1.864% | 1.737% | 1.61% | 1.487%
CT | 0% | 2.52% | 2.52% | 2.52% | 2.52% | 2.52% | 2.514% | 2.501% | 2.482% | 2.458% | 2.427% | 2.388% | 2.343% | 2.291% | 2.231% | 2.162% | 2.085% | 2% | 1.908% | 1.81% | 1.709% | 1.605% | 1.501% | 1.398% | 1.297% | 1.198% | 1.102% | 1.01% | 0.922% | 0.8395%
DE | 0% | 0.4209% | 0.4209% | 0.4209% | 0.4209% | 0.4209% | 0.4304% | 0.4399% | 0.4488% | 0.4565% | 0.4637% | 0.4702% | 0.4757% | 0.4801% | 0.4833% | 0.4852% | 0.4855% | 0.484% | 0.4805% | 0.4748% | 0.4671% | 0.4573% | 0.4456% | 0.4322% | 0.4172% | 0.4008% | 0.3832% | 0.3647% | 0.3452% | 0.3255%
FL | 0% | 9.092% | 9.092% | 9.092% | 9.092% | 9.092% | 9.41% | 9.749% | 10.09% | 10.41% | 10.74% | 11.07% | 11.39% | 11.71% | 12.02% | 12.33% | 12.62% | 12.9% | 13.14% | 13.35% | 13.52% | 13.64% | 13.71% | 13.72% | 13.68% | 13.58% | 13.43% | 13.22% | 12.95% | 12.63%
GA | 0% | 0.5531% | 0.5531% | 0.5531% | 0.5531% | 0.5531% | 0.5808% | 0.6115% | 0.6442% | 0.6762% | 0.7106% | 0.7482% | 0.7871% | 0.8286% | 0.8735% | 0.9224% | 0.9748% | 1.032% | 1.093% | 1.158% | 1.227% | 1.3% | 1.376% | 1.457% | 1.541% | 1.63% | 1.723% | 1.822% | 1.925% | 2.033%
ID | 0% | 0.6189% | 0.6189% | 0.6189% | 0.6189% | 0.6189% | 0.6375% | 0.657% | 0.6762% | 0.6937% | 0.711% | 0.7283% | 0.7443% | 0.7594% | 0.7735% | 0.7864% | 0.7975% | 0.8065% | 0.813% | 0.8164% | 0.8166% | 0.8134% | 0.8067% | 0.7966% | 0.783% | 0.7662% | 0.7463% | 0.7235% | 0.6979% | 0.6702%
IL | 0% | 2.882% | 2.882% | 2.882% | 2.882% | 2.882% | 2.988% | 3.101% | 3.216% | 3.324% | 3.434% | 3.549% | 3.66% | 3.771% | 3.882% | 3.993% | 4.101% | 4.204% | 4.3% | 4.386% | 4.46% | 4.52% | 4.564% | 4.591% | 4.6% | 4.592% | 4.564% | 4.518% | 4.451% | 4.367%
IN | 0% | 0.3917% | 0.3917% | 0.3917% | 0.3917% | 0.3917% | 0.4113% | 0.4331% | 0.4562% | 0.4789% | 0.5032% | 0.5298% | 0.5573% | 0.5866% | 0.6184% | 0.6529% | 0.6899% | 0.7303% | 0.7734% | 0.8194% | 0.868% | 0.9194% | 0.9735% | 1.03% | 1.09% | 1.152% | 1.218% | 1.287% | 1.36% | 1.436%
IA | 0% | 0.5572% | 0.5572% | 0.5572% | 0.5572% | 0.5572% | 0.5807% | 0.6063% | 0.6329% | 0.6583% | 0.6849% | 0.7132% | 0.7414% | 0.7706% | 0.801% | 0.8325% | 0.8646% | 0.8977% | 0.9307% | 0.9634% | 0.995% | 1.025% | 1.054% | 1.08% | 1.104% | 1.125% | 1.142% | 1.156% | 1.166% | 1.172%
KS | 0% | 0.2767% | 0.2767% | 0.2767% | 0.2767% | 0.2767% | 0.2909% | 0.3068% | 0.3238% | 0.3405% | 0.3585% | 0.3783% | 0.3988% | 0.4209% | 0.445% | 0.4714% | 0.4999% | 0.5312% | 0.5651% | 0.6018% | 0.641% | 0.6831% | 0.7281% | 0.7759% | 0.8276% | 0.8827% | 0.9421% | 1.006% | 1.076% | 1.15%
KY | 0% | 0.2529% | 0.2529% | 0.2529% | 0.2529% | 0.2529% | 0.2665% | 0.2817% | 0.298% | 0.3141% | 0.3316% | 0.351% | 0.3713% | 0.3933% | 0.4175% | 0.4442% | 0.4735% | 0.506% | 0.5418% | 0.581% | 0.6237% | 0.6705% | 0.7216% | 0.7773% | 0.8389% | 0.9065% | 0.9816% | 1.065% | 1.16% | 1.265%
LA | 0% | 0.7791% | 0.7791% | 0.7791% | 0.7791% | 0.7791% | 0.8182% | 0.8616% | 0.9078% | 0.9531% | 1.002% | 1.055% | 1.11% | 1.169% | 1.232% | 1.302% | 1.376% | 1.457% | 1.544% | 1.636% | 1.734% | 1.838% | 1.948% | 2.062% | 2.184% | 2.311% | 2.445% | 2.587% | 2.737% | 2.892%
ME | 0% | 0.3004% | 0.3004% | 0.3004% | 0.3004% | 0.3004% | 0.2939% | 0.2865% | 0.2784% | 0.2703% | 0.2615% | 0.2519% | 0.2421% | 0.2317% | 0.2208% | 0.2092% | 0.1972% | 0.1848% | 0.1723% | 0.1598% | 0.1475% | 0.1356% | 0.1242% | 0.1134% | 0.1031% | 0.09354% | 0.08459% | 0.07627% | 0.06854% | 0.06152%
MD | 0% | 3.386% | 3.386% | 3.386% | 3.386% | 3.386% | 3.44% | 3.491% | 3.536% | 3.571% | 3.599% | 3.62% | 3.631% | 3.632% | 3.622% | 3.599% | 3.563% | 3.512% | 3.445% | 3.363% | 3.267% | 3.157% | 3.037% | 2.908% | 2.77% | 2.627% | 2.48% | 2.33% | 2.179% | 2.029%
MA | 0% | 3.025% | 3.025% | 3.025% | 3.025% | 3.025% | 2.898% | 2.762% | 2.625% | 2.498% | 2.368% | 2.234% | 2.104% | 1.974% | 1.842% | 1.71% | 1.581% | 1.452% | 1.327% | 1.207% | 1.094% | 0.9885% | 0.8905% | 0.8007% | 0.7177% | 0.6423% | 0.5735% | 0.5111% | 0.4543% | 0.4037%
MI | 0% | 0.6279% | 0.6279% | 0.6279% | 0.6279% | 0.6279% | 0.6612% | 0.6983% | 0.7381% | 0.7775% | 0.8201% | 0.8671% | 0.9162% | 0.9693% | 1.027% | 1.092% | 1.161% | 1.239% | 1.324% | 1.416% | 1.516% | 1.625% | 1.743% | 1.871% | 2.011% | 2.163% | 2.33% | 2.515% | 2.72% | 2.946%
MN | 0% | 0.6193% | 0.6193% | 0.6193% | 0.6193% | 0.6193% | 0.6502% | 0.6845% | 0.7209% | 0.7566% | 0.7949% | 0.8367% | 0.8799% | 0.926% | 0.9759% | 1.03% | 1.088% | 1.151% | 1.219% | 1.29% | 1.366% | 1.446% | 1.53% | 1.618% | 1.711% | 1.807% | 1.909% | 2.015% | 2.127% | 2.242%
MS | 0% | 0.05303% | 0.05303% | 0.05303% | 0.05303% | 0.05303% | 0.05598% | 0.0593% | 0.06287% | 0.06643% | 0.07031% | 0.07463% | 0.07918% | 0.08415% | 0.08966% | 0.0958% | 0.1026% | 0.1102% | 0.1187% | 0.1282% | 0.1387% | 0.1503% | 0.1633% | 0.1777% | 0.194% | 0.2124% | 0.2334% | 0.2575% | 0.2856% | 0.318%
MO | 0% | 1.043% | 1.043% | 1.043% | 1.043% | 1.043% | 1.091% | 1.144% | 1.201% | 1.255% | 1.313% | 1.375% | 1.439% | 1.506% | 1.577% | 1.653% | 1.733% | 1.817% | 1.905% | 1.997% | 2.09% | 2.185% | 2.28% | 2.376% | 2.471% | 2.566% | 2.659% | 2.75% | 2.838% | 2.922%
MT | 0% | 0.2436% | 0.2436% | 0.2436% | 0.2436% | 0.2436% | 0.2538% | 0.2649% | 0.2764% | 0.2874% | 0.2989% | 0.3111% | 0.3233% | 0.3358% | 0.3488% | 0.3624% | 0.3761% | 0.3902% | 0.4042% | 0.4181% | 0.4314% | 0.4441% | 0.456% | 0.4668% | 0.4765% | 0.4848% | 0.4917% | 0.4971% | 0.5007% | 0.5024%
NE | 0% | 0.1033% | 0.1033% | 0.1033% | 0.1033% | 0.1033% | 0.1089% | 0.1152% | 0.1219% | 0.1285% | 0.1357% | 0.1437% | 0.152% | 0.1611% | 0.1711% | 0.1821% | 0.1943% | 0.2077% | 0.2226% | 0.2389% | 0.2567% | 0.2762% | 0.2976% | 0.3209% | 0.3468% | 0.3754% | 0.4072% | 0.4427% | 0.4829% | 0.5279%
NV | 0% | 2.556% | 2.556% | 2.556% | 2.556% | 2.556% | 2.478% | 2.392% | 2.301% | 2.214% | 2.123% | 2.026% | 1.929% | 1.829% | 1.726% | 1.621% | 1.514% | 1.405% | 1.298% | 1.193% | 1.092% | 0.9951% | 0.9041% | 0.8194% | 0.74% | 0.6668% | 0.5993% | 0.5373% | 0.4802% | 0.4289%
NH | 0% | 0.6968% | 0.6968% | 0.6968% | 0.6968% | 0.6968% | 0.7122% | 0.7276% | 0.7421% | 0.7545% | 0.766% | 0.7764% | 0.785% | 0.7919% | 0.7968% | 0.7994% | 0.7994% | 0.7963% | 0.7899% | 0.78% | 0.7667% | 0.7501% | 0.7303% | 0.7078% | 0.6825% | 0.6552% | 0.6259% | 0.5951% | 0.563% | 0.5304%
NJ | 0% | 3.805% | 3.805% | 3.805% | 3.805% | 3.805% | 3.711% | 3.605% | 3.49% | 3.378% | 3.258% | 3.128% | 2.996% | 2.858% | 2.714% | 2.563% | 2.408% | 2.249% | 2.089% | 1.931% | 1.777% | 1.629% | 1.487% | 1.354% | 1.228% | 1.112% | 1.003% | 0.9023% | 0.8093% | 0.725%
NM | 0% | 1.147% | 1.147% | 1.147% | 1.147% | 1.147% | 1.158% | 1.168% | 1.174% | 1.178% | 1.179% | 1.176% | 1.171% | 1.162% | 1.149% | 1.131% | 1.109% | 1.082% | 1.051% | 1.015% | 0.9754% | 0.9327% | 0.8875% | 0.8408% | 0.7925% | 0.7439% | 0.6951% | 0.6467% | 0.5988% | 0.5527%
NY | 0% | 5.605% | 5.605% | 5.605% | 5.605% | 5.605% | 5.644% | 5.674% | 5.689% | 5.69% | 5.677% | 5.648% | 5.604% | 5.542% | 5.46% | 5.357% | 5.234% | 5.086% | 4.918% | 4.73% | 4.527% | 4.311% | 4.085% | 3.854% | 3.618% | 3.383% | 3.149% | 2.919% | 2.694% | 2.478%
NC | 0% | 1.751% | 1.751% | 1.751% | 1.751% | 1.751% | 1.832% | 1.92% | 2.013% | 2.103% | 2.199% | 2.301% | 2.406% | 2.516% | 2.632% | 2.756% | 2.886% | 3.023% | 3.166% | 3.312% | 3.461% | 3.612% | 3.763% | 3.912% | 4.06% | 4.205% | 4.347% | 4.483% | 4.613% | 4.733%
ND | 0% | 0.004847% | 0.004847% | 0.004847% | 0.004847% | 0.004847% | 0.005119% | 0.005425% | 0.005755% | 0.006084% | 0.006444% | 0.006845% | 0.007269% | 0.007731% | 0.008246% | 0.008821% | 0.009458% | 0.01018% | 0.01098% | 0.01188% | 0.01287% | 0.01399% | 0.01523% | 0.01662% | 0.01821% | 0.02001% | 0.02207% | 0.02446% | 0.02728% | 0.03056%
OH | 0% | 0.7672% | 0.7672% | 0.7672% | 0.7672% | 0.7672% | 0.8064% | 0.8502% | 0.8967% | 0.9425% | 0.9919% | 1.046% | 1.102% | 1.163% | 1.228% | 1.3% | 1.377% | 1.462% | 1.554% | 1.652% | 1.757% | 1.87% | 1.99% | 2.117% | 2.253% | 2.398% | 2.553% | 2.719% | 2.898% | 3.087%
OK | 0% | 0.4607% | 0.4607% | 0.4607% | 0.4607% | 0.4607% | 0.4849% | 0.5118% | 0.5406% | 0.569% | 0.5996% | 0.6335% | 0.6687% | 0.7066% | 0.7482% | 0.7938% | 0.8433% | 0.8981% | 0.9576% | 1.022% | 1.092% | 1.167% | 1.249% | 1.336% | 1.431% | 1.533% | 1.645% | 1.766% | 1.9% | 2.046%
OR | 0% | 1.335% | 1.335% | 1.335% | 1.335% | 1.335% | 1.381% | 1.43% | 1.48% | 1.527% | 1.574% | 1.622% | 1.668% | 1.714% | 1.759% | 1.803% | 1.845% | 1.884% | 1.919% | 1.948% | 1.971% | 1.987% | 1.996% | 1.996% | 1.988% | 1.973% | 1.948% | 1.916% | 1.875% | 1.827%
PA | 0% | 2.817% | 2.817% | 2.817% | 2.817% | 2.817% | 2.933% | 3.059% | 3.189% | 3.313% | 3.443% | 3.58% | 3.716% | 3.856% | 4.001% | 4.15% | 4.301% | 4.455% | 4.606% | 4.755% | 4.896% | 5.029% | 5.15% | 5.259% | 5.353% | 5.432% | 5.493% | 5.535% | 5.556% | 5.556%
RI | 0% | 0.6317% | 0.6317% | 0.6317% | 0.6317% | 0.6317% | 0.6426% | 0.6532% | 0.6626% | 0.6702% | 0.6766% | 0.6817% | 0.685% | 0.6866% | 0.6861% | 0.6833% | 0.678% | 0.6698% | 0.6587% | 0.6447% | 0.6279% | 0.6085% | 0.5869% | 0.5635% | 0.5382% | 0.5118% | 0.4844% | 0.4563% | 0.4277% | 0.3994%
SC | 0% | 1.197% | 1.197% | 1.197% | 1.197% | 1.197% | 1.245% | 1.296% | 1.348% | 1.398% | 1.45% | 1.504% | 1.558% | 1.612% | 1.668% | 1.725% | 1.782% | 1.839% | 1.894% | 1.946% | 1.995% | 2.039% | 2.077% | 2.109% | 2.135% | 2.152% | 2.163% | 2.164% | 2.157% | 2.141%
SD | 0% | 0.01399% | 0.01399% | 0.01399% | 0.01399% | 0.01399% | 0.01477% | 0.01564% | 0.01659% | 0.01752% | 0.01855% | 0.01969% | 0.02089% | 0.0222% | 0.02365% | 0.02527% | 0.02706% | 0.02907% | 0.03131% | 0.0338% | 0.03655% | 0.03962% | 0.04303% | 0.04683% | 0.05112% | 0.05595% | 0.06146% | 0.06779% | 0.07516% | 0.08366%
TN | 0% | 0.1007% | 0.1007% | 0.1007% | 0.1007% | 0.1007% | 0.1062% | 0.1123% | 0.119% | 0.1256% | 0.1327% | 0.1407% | 0.1491% | 0.1582% | 0.1682% | 0.1794% | 0.1917% | 0.2054% | 0.2206% | 0.2374% | 0.2558% | 0.2762% | 0.2987% | 0.3234% | 0.3511% | 0.3819% | 0.4166% | 0.4559% | 0.5009% | 0.5519%
TX | 0% | 6.591% | 6.591% | 6.591% | 6.591% | 6.591% | 6.881% | 7.2% | 7.532% | 7.852% | 8.188% | 8.549% | 8.913% | 9.292% | 9.691% | 10.11% | 10.54% | 11% | 11.46% | 11.92% | 12.39% | 12.84% | 13.29% | 13.71% | 14.12% | 14.51% | 14.86% | 15.18% | 15.46% | 15.69%
UT | 0% | 1.589% | 1.589% | 1.589% | 1.589% | 1.589% | 1.594% | 1.595% | 1.592% | 1.586% | 1.575% | 1.559% | 1.54% | 1.515% | 1.485% | 1.449% | 1.407% | 1.36% | 1.307% | 1.249% | 1.188% | 1.124% | 1.059% | 0.9934% | 0.9273% | 0.8623% | 0.7983% | 0.7362% | 0.6758% | 0.6187%
VT | 0% | 0.3999% | 0.3999% | 0.3999% | 0.3999% | 0.3999% | 0.407% | 0.4138% | 0.4201% | 0.4251% | 0.4294% | 0.4329% | 0.4352% | 0.4365% | 0.4365% | 0.435% | 0.432% | 0.4271% | 0.4204% | 0.4118% | 0.4014% | 0.3894% | 0.3759% | 0.3612% | 0.3453% | 0.3286% | 0.3113% | 0.2935% | 0.2753% | 0.2573%
VA | 0% | 2.003% | 2.003% | 2.003% | 2.003% | 2.003% | 2.085% | 2.173% | 2.264% | 2.35% | 2.44% | 2.535% | 2.629% | 2.725% | 2.825% | 2.927% | 3.029% | 3.133% | 3.235% | 3.334% | 3.427% | 3.513% | 3.591% | 3.658% | 3.716% | 3.761% | 3.794% | 3.813% | 3.818% | 3.806%
WA | 0% | 1.594% | 1.594% | 1.594% | 1.594% | 1.594% | 1.664% | 1.741% | 1.821% | 1.897% | 1.978% | 2.065% | 2.152% | 2.242% | 2.337% | 2.437% | 2.54% | 2.648% | 2.757% | 2.867% | 2.976% | 3.083% | 3.187% | 3.287% | 3.381% | 3.469% | 3.549% | 3.621% | 3.683% | 3.733%
WV | 0% | 0.1389% | 0.1389% | 0.1389% | 0.1389% | 0.1389% | 0.1461% | 0.1542% | 0.1628% | 0.1714% | 0.1806% | 0.1907% | 0.2013% | 0.2127% | 0.2252% | 0.2388% | 0.2537% | 0.27% | 0.2878% | 0.3071% | 0.3279% | 0.3504% | 0.3746% | 0.4005% | 0.4287% | 0.459% | 0.492% | 0.528% | 0.5675% | 0.6102%
WI | 0% | 0.4845% | 0.4845% | 0.4845% | 0.4845% | 0.4845% | 0.5089% | 0.536% | 0.5647% | 0.5929% | 0.6232% | 0.6564% | 0.6907% | 0.7273% | 0.7671% | 0.8103% | 0.8567% | 0.9073% | 0.9615% | 1.02% | 1.081% | 1.146% | 1.215% | 1.286% | 1.363% | 1.443% | 1.527% | 1.616% | 1.711% | 1.809%
WY | 0% | 0.07824% | 0.07824% | 0.07824% | 0.07824% | 0.07824% | 0.08204% | 0.08624% | 0.09068% | 0.09503% | 0.09966% | 0.1047% | 0.1099% | 0.1154% | 0.1213% | 0.1277% | 0.1345% | 0.1418% | 0.1495% | 0.1577% | 0.1662% | 0.1751% | 0.1842% | 0.1936% | 0.2034% | 0.2133% | 0.2236% | 0.234% | 0.2447% | 0.2554%
Total of all 48 shares - must be 100.0% in every year with new capacity | 0% | 100% | 100% | 100% | 100% | 100% | 100% | 100% | 100% | 100% | 100% | 100% | 100% | 100% | 100% | 100% | 100% | 100% | 100% | 100% | 100% | 100% | 100% | 100% | 100% | 100% | 100% | 100% | 100% | 100%
SECTION 5b - RESIDENTIAL: allocated capacity (MW-AC) - THE OUTPUT
Last year capacity plus this state share of this year new capacity. The first column is the section-3 start level, and capacity stays there until the base year is passed. Every column sums to the section-4 national total by construction, which section 8 checks.
Year | 2021 | 2022 | 2023 | 2024 | 2025 | 2026 | 2027 | 2028 | 2029 | 2030 | 2031 | 2032 | 2033 | 2034 | 2035 | 2036 | 2037 | 2038 | 2039 | 2040 | 2041 | 2042 | 2043 | 2044 | 2045 | 2046 | 2047 | 2048 | 2049 | 2050
AL | 4.0788 | 4.0788 | 4.0788 | 4.0788 | 4.0788 | 4.4629 | 4.8993 | 5.3746 | 5.8541 | 6.3833 | 6.9808 | 7.6186 | 8.3247 | 9.1195 | 10.0189 | 11.0276 | 12.1796 | 13.4767 | 14.9394 | 16.5747 | 18.412 | 20.4682 | 22.7615 | 25.3557 | 28.2664 | 31.5666 | 35.3165 | 39.6232 | 44.5091 | 50.1428
AZ | 2155.1325 | 2155.1325 | 2155.1325 | 2155.1325 | 2155.1325 | 2221.6157 | 2288.2843 | 2351.7945 | 2407.6657 | 2461.8136 | 2515.2589 | 2564.7263 | 2612.2178 | 2658.3453 | 2703.0637 | 2745.6837 | 2786.7882 | 2825.508 | 2861.8065 | 2895.3354 | 2926.3243 | 2954.7147 | 2980.5377 | 3004.2925 | 3025.8475 | 3045.546 | 3063.4899 | 3079.9206 | 3094.6703 | 3108.0733
AR | 123.5565 | 123.5565 | 123.5565 | 123.5565 | 123.5565 | 134.4593 | 146.7086 | 159.8801 | 172.9856 | 187.2457 | 203.1047 | 219.7462 | 237.8364 | 257.7953 | 279.886 | 304.0536 | 330.9055 | 360.2143 | 392.1442 | 426.5054 | 463.5224 | 503.0767 | 545.0116 | 589.8958 | 637.2757 | 687.5355 | 740.612 | 796.855 | 855.2212 | 916.2899
CA | 11922.9964 | 11922.9964 | 11922.9964 | 11922.9964 | 11922.9964 | 12459.6379 | 13013.4159 | 13556.6415 | 14048.3147 | 14537.1062 | 15031.8089 | 15501.3664 | 15962.9704 | 16421.7897 | 16876.8462 | 17320.3964 | 17757.5718 | 18178.2483 | 18580.7305 | 18959.7769 | 19316.5197 | 19648.9466 | 19956.1117 | 20242.798 | 20506.4629 | 20750.4103 | 20975.1749 | 21183.1517 | 21371.6657 | 21544.4733
CO | 774.7798 | 774.7798 | 774.7798 | 774.7798 | 774.7798 | 830.0461 | 890.1328 | 952.4385 | 1012.0936 | 1074.6017 | 1141.3689 | 1208.4107 | 1278.0554 | 1351.267 | 1428.1763 | 1507.6965 | 1590.8816 | 1675.9451 | 1762.4193 | 1848.9098 | 1935.2366 | 2020.4212 | 2103.6027 | 2185.4442 | 2264.6403 | 2341.5347 | 2415.7158 | 2487.4147 | 2555.1561 | 2619.6965
CT | 713.1632 | 713.1632 | 713.1632 | 713.1632 | 713.1632 | 759.4185 | 809.0734 | 859.8579 | 907.7947 | 957.3457 | 1009.5264 | 1061.1358 | 1113.9439 | 1168.5943 | 1225.071 | 1282.4711 | 1341.464 | 1400.6869 | 1459.7713 | 1517.7524 | 1574.5358 | 1629.5199 | 1682.2231 | 1733.1481 | 1781.5605 | 1827.7679 | 1871.6115 | 1913.3164 | 1952.1163 | 1988.5489
DE | 99.7913 | 99.7913 | 99.7913 | 99.7913 | 99.7913 | 107.5174 | 116.0179 | 124.9478 | 133.6153 | 142.8181 | 152.7863 | 162.9475 | 173.6662 | 185.1165 | 197.3526 | 210.2365 | 223.9736 | 238.3081 | 253.1899 | 268.4012 | 283.923 | 299.5869 | 315.231 | 330.9718 | 346.5495 | 362.0125 | 377.2595 | 392.3161 | 406.8454 | 420.9725
FL | 1992.791 | 1992.791 | 1992.791 | 1992.791 | 1992.791 | 2159.6738 | 2345.5463 | 2543.4809 | 2738.3859 | 2948.2779 | 3179.0999 | 3418.325 | 3675.0233 | 3954.2901 | 4258.663 | 4586.0571 | 4943.1779 | 5325.1321 | 5732.1819 | 6159.9169 | 6609.1428 | 7076.2947 | 7557.5139 | 8057.2368 | 8568.1088 | 9092.1817 | 9626.5044 | 10172.2818 | 10717.2702 | 11265.4056
GA | 111.2695 | 111.2695 | 111.2695 | 111.2695 | 111.2695 | 121.4216 | 132.8934 | 145.3091 | 157.7496 | 171.3815 | 186.6585 | 202.8274 | 220.5635 | 240.3261 | 262.4407 | 286.9315 | 314.5111 | 345.0707 | 378.9202 | 416.0181 | 456.7857 | 501.3026 | 549.6212 | 602.6633 | 660.2175 | 723.1035 | 791.6735 | 866.8859 | 947.9132 | 1036.1361
ID | 139.812 | 139.812 | 139.812 | 139.812 | 139.812 | 151.1723 | 163.7646 | 177.1023 | 190.1612 | 204.1454 | 219.4312 | 235.1686 | 251.9397 | 270.051 | 289.633 | 310.5131 | 333.0767 | 356.9641 | 382.1449 | 408.2998 | 435.4359 | 463.2959 | 491.6157 | 520.6245 | 549.8619 | 579.4223 | 609.1152 | 638.9875 | 668.3573 | 697.4422
IL | 625.6898 | 625.6898 | 625.6898 | 625.6898 | 625.6898 | 678.5908 | 737.6031 | 800.5542 | 862.6567 | 929.6573 | 1003.4851 | 1080.1678 | 1162.6386 | 1252.5797 | 1350.8682 | 1456.8997 | 1572.9237 | 1697.4448 | 1830.641 | 1971.1641 | 2119.3703 | 2274.1783 | 2434.3941 | 2601.5789 | 2773.3634 | 2950.5119 | 3132.1071 | 3318.6341 | 3505.9681 | 3695.4836
IN | 78.8201 | 78.8201 | 78.8201 | 78.8201 | 78.8201 | 86.0101 | 94.1345 | 102.9271 | 111.7369 | 121.3899 | 132.2075 | 143.6559 | 156.2133 | 170.2047 | 185.8602 | 203.1965 | 222.7177 | 244.3462 | 268.3006 | 294.5509 | 323.3941 | 354.8857 | 389.0614 | 426.5718 | 467.2658 | 511.7208 | 560.1835 | 613.3281 | 670.5666 | 732.8705
IA | 117.1108 | 117.1108 | 117.1108 | 117.1108 | 117.1108 | 127.3379 | 138.8079 | 151.1171 | 163.3387 | 176.6088 | 191.3328 | 206.7439 | 223.4515 | 241.8311 | 262.1085 | 284.2131 | 308.6774 | 335.2646 | 364.0928 | 394.9565 | 428.0215 | 463.1419 | 500.1382 | 539.4678 | 580.6826 | 624.0667 | 669.5081 | 717.2446 | 766.3288 | 817.1954
KS | 55.2069 | 55.2069 | 55.2069 | 55.2069 | 55.2069 | 60.2851 | 66.0315 | 72.2608 | 78.5134 | 85.377 | 93.0837 | 101.258 | 110.2452 | 120.2846 | 131.5505 | 144.0664 | 158.2101 | 173.944 | 191.4484 | 210.7264 | 232.0251 | 255.4207 | 280.9798 | 309.237 | 340.139 | 374.1937 | 411.6776 | 453.2204 | 498.4903 | 548.3988
KY | 49.8965 | 49.8965 | 49.8965 | 49.8965 | 49.8965 | 54.5385 | 59.8019 | 65.5205 | 71.2748 | 77.607 | 84.7366 | 92.3221 | 100.6893 | 110.0697 | 120.6386 | 132.4334 | 145.8296 | 160.8172 | 177.5978 | 196.2105 | 216.9366 | 239.9029 | 265.2361 | 293.5423 | 324.8655 | 359.8367 | 398.8902 | 442.8738 | 491.6743 | 546.5544
LA | 156.6263 | 156.6263 | 156.6263 | 156.6263 | 156.6263 | 170.9265 | 187.0876 | 204.5808 | 222.1114 | 241.3237 | 262.8582 | 285.6539 | 310.664 | 338.5375 | 369.7357 | 404.2951 | 443.2245 | 486.3744 | 534.187 | 586.6091 | 644.2423 | 707.2066 | 775.5845 | 850.6904 | 932.2375 | 1021.4011 | 1118.6983 | 1225.5099 | 1340.6856 | 1466.2146
ME | 100.102 | 100.102 | 100.102 | 100.102 | 100.102 | 105.6154 | 111.4206 | 117.2364 | 122.612 | 128.0601 | 133.6824 | 139.1263 | 144.5818 | 150.1092 | 155.6982 | 161.2526 | 166.8335 | 172.308 | 177.645 | 182.7638 | 187.666 | 192.3107 | 196.6703 | 200.7994 | 204.6499 | 208.2587 | 211.6241 | 214.7733 | 217.6579 | 220.3277
MD | 838.743 | 838.743 | 838.743 | 838.743 | 838.743 | 900.9026 | 968.852 | 1039.7302 | 1108.0147 | 1179.994 | 1257.3637 | 1335.5796 | 1417.3907 | 1504.0105 | 1595.6983 | 1691.2638 | 1792.0752 | 1896.0793 | 2002.779 | 2110.5056 | 2219.0539 | 2327.1974 | 2433.8123 | 2539.7049 | 2643.1421 | 2744.5009 | 2843.1704 | 2939.3824 | 3031.0709 | 3119.1493
MA | 1249.0307 | 1249.0307 | 1249.0307 | 1249.0307 | 1249.0307 | 1304.556 | 1361.7907 | 1417.87 | 1468.5696 | 1518.9201 | 1569.8271 | 1618.0959 | 1665.5 | 1712.5717 | 1759.2117 | 1804.6279 | 1849.3486 | 1892.3407 | 1933.4358 | 1972.1039 | 2008.4665 | 2042.3239 | 2073.5854 | 2102.7428 | 2129.5417 | 2154.3218 | 2177.1409 | 2198.2449 | 2217.365 | 2234.8846
MI | 124.3532 | 124.3532 | 124.3532 | 124.3532 | 124.3532 | 135.8781 | 148.9372 | 163.1149 | 177.3691 | 193.0418 | 210.6719 | 229.4096 | 250.0556 | 273.1736 | 299.1852 | 328.1692 | 361.0324 | 397.7284 | 438.7254 | 484.0882 | 534.4663 | 590.1227 | 651.312 | 719.433 | 794.5076 | 877.9481 | 970.6612 | 1074.4932 | 1188.9705 | 1316.8098
MN | 124.7239 | 124.7239 | 124.7239 | 124.7239 | 124.7239 | 136.0918 | 148.9352 | 162.8324 | 176.7543 | 192.006 | 209.0943 | 227.1751 | 247.0028 | 269.0888 | 293.7947 | 321.1443 | 351.9298 | 386.0248 | 423.7696 | 465.1115 | 510.5126 | 560.0527 | 613.7804 | 672.7087 | 736.5884 | 806.3129 | 882.2524 | 965.4436 | 1054.943 | 1152.2447
MS | 10.3567 | 10.3567 | 10.3567 | 10.3567 | 10.3567 | 11.3301 | 12.4358 | 13.6396 | 14.8537 | 16.1928 | 17.7043 | 19.317 | 21.1012 | 23.1082 | 25.378 | 27.9217 | 30.8244 | 34.0894 | 37.767 | 41.8738 | 46.4813 | 51.6299 | 57.3624 | 63.8344 | 71.0801 | 79.2752 | 88.5615 | 99.1933 | 111.2116 | 125.0129
MO | 213.9372 | 213.9372 | 213.9372 | 213.9372 | 213.9372 | 233.0749 | 254.6262 | 277.861 | 301.045 | 326.3428 | 354.564 | 384.2798 | 416.6997 | 452.6099 | 492.5297 | 536.4146 | 585.4342 | 639.2575 | 698.2775 | 762.2462 | 831.6938 | 906.5265 | 986.583 | 1073.1015 | 1165.3886 | 1264.3802 | 1370.1744 | 1483.718 | 1603.1704 | 1729.9655
MT | 51.2841 | 51.2841 | 51.2841 | 51.2841 | 51.2841 | 55.7547 | 60.7671 | 66.1445 | 71.4816 | 77.2746 | 83.6997 | 90.4218 | 97.706 | 105.7154 | 114.5468 | 124.1684 | 134.8101 | 146.3668 | 158.8877 | 172.2812 | 186.6168 | 201.8283 | 217.8355 | 234.8332 | 252.6244 | 271.3283 | 290.8933 | 311.4175 | 332.4899 | 354.294
NE | 20.3655 | 20.3655 | 20.3655 | 20.3655 | 20.3655 | 22.2624 | 24.4139 | 26.752 | 29.1053 | 31.6956 | 34.6131 | 37.7182 | 41.1445 | 44.9872 | 49.3188 | 54.1552 | 59.6514 | 65.8045 | 72.6986 | 80.3516 | 88.8811 | 98.342 | 108.7894 | 120.4771 | 133.4283 | 147.9096 | 164.1089 | 182.3877 | 202.7118 | 225.6224
NV | 931.1713 | 931.1713 | 931.1713 | 931.1713 | 931.1713 | 978.0948 | 1027.0417 | 1075.5987 | 1120.0401 | 1164.6731 | 1210.3097 | 1254.0813 | 1297.5439 | 1341.175 | 1384.8814 | 1427.9097 | 1470.7381 | 1512.3551 | 1552.5525 | 1590.7586 | 1627.032 | 1661.1144 | 1692.8532 | 1722.6919 | 1750.3226 | 1776.0493 | 1799.8932 | 1822.0774 | 1842.2884 | 1860.9019
NH | 165.626 | 165.626 | 165.626 | 165.626 | 165.626 | 178.4168 | 192.4841 | 207.256 | 221.5874 | 236.7974 | 253.2649 | 270.0429 | 287.7323 | 306.619 | 326.7902 | 348.016 | 370.6328 | 394.2166 | 418.6828 | 443.6717 | 469.1504 | 494.8417 | 520.4796 | 546.2547 | 571.7412 | 597.0192 | 621.9233 | 646.4962 | 670.1892 | 693.2078
NJ | 1307.2197 | 1307.2197 | 1307.2197 | 1307.2197 | 1307.2197 | 1377.064 | 1450.363 | 1523.5429 | 1590.948 | 1659.0426 | 1729.0831 | 1796.6735 | 1864.1847 | 1932.3597 | 2001.0619 | 2069.1079 | 2137.2451 | 2203.8548 | 2268.5728 | 2330.4393 | 2389.5002 | 2445.287 | 2497.4974 | 2546.8121 | 2592.6803 | 2635.5645 | 2675.4644 | 2712.721 | 2746.7788 | 2778.2421
NM | 296.7976 | 296.7976 | 296.7976 | 296.7976 | 296.7976 | 317.8567 | 340.7358 | 364.4408 | 387.1183 | 410.8613 | 436.2006 | 461.6212 | 488.0045 | 515.7128 | 544.7913 | 574.8252 | 606.2089 | 638.2641 | 670.8124 | 703.3273 | 735.7411 | 767.6869 | 798.8437 | 829.4619 | 859.0555 | 887.756 | 915.4127 | 942.1148 | 967.3163 | 991.3028
NY | 1477.8219 | 1477.8219 | 1477.8219 | 1477.8219 | 1477.8219 | 1580.7113 | 1692.2011 | 1807.3878 | 1917.2575 | 2031.9641 | 2154.0197 | 2276.0785 | 2402.3567 | 2534.5364 | 2672.7687 | 2815.0184 | 2963.0953 | 3113.7381 | 3266.072 | 3417.616 | 3568.0571 | 3715.7056 | 3859.1105 | 3999.4653 | 4134.5796 | 4265.1066 | 4390.41 | 4510.9446 | 4624.3003 | 4731.8263
NC | 360.3454 | 360.3454 | 360.3454 | 360.3454 | 360.3454 | 392.4887 | 428.6684 | 467.6528 | 506.529 | 548.9247 | 596.1891 | 645.9207 | 700.1366 | 760.1395 | 826.7809 | 899.9667 | 981.6238 | 1071.1702 | 1169.2271 | 1275.3447 | 1390.3619 | 1514.0757 | 1646.1697 | 1788.6297 | 1940.2466 | 2102.4868 | 2275.4265 | 2460.5181 | 2654.6582 | 2860.0788
ND | 0.94399 | 0.94399 | 0.94399 | 0.94399 | 0.94399 | 1.0329 | 1.1341 | 1.2442 | 1.3553 | 1.478 | 1.6165 | 1.7644 | 1.9282 | 2.1126 | 2.3214 | 2.5556 | 2.8232 | 3.1246 | 3.4647 | 3.8451 | 4.2728 | 4.7519 | 5.2866 | 5.892 | 6.572 | 7.3438 | 8.222 | 9.2321 | 10.38 | 11.7062
OH | 153.4048 | 153.4048 | 153.4048 | 153.4048 | 153.4048 | 167.4861 | 183.4147 | 200.6747 | 217.9915 | 236.9915 | 258.3151 | 280.9197 | 305.7577 | 333.4854 | 364.578 | 399.0919 | 438.0596 | 481.3642 | 529.4867 | 582.4178 | 640.8157 | 704.8639 | 774.7158 | 851.7983 | 935.922 | 1028.4195 | 1129.9784 | 1242.2256 | 1364.1716 | 1498.1655
OK | 91.5611 | 91.5611 | 91.5611 | 91.5611 | 91.5611 | 100.0183 | 109.5955 | 119.9861 | 130.4251 | 141.8943 | 154.7854 | 168.4739 | 183.5418 | 200.3957 | 219.3363 | 240.4128 | 264.2743 | 290.8735 | 320.5339 | 353.2833 | 389.5683 | 429.5507 | 473.3814 | 522.0232 | 575.4417 | 634.5827 | 700.0128 | 772.9392 | 852.9115 | 941.6904
OR | 292.9935 | 292.9935 | 292.9935 | 292.9935 | 292.9935 | 317.4896 | 344.766 | 373.8038 | 402.3881 | 433.1609 | 466.9909 | 502.0395 | 539.6337 | 580.5162 | 625.0539 | 672.9368 | 725.1396 | 780.9401 | 840.3699 | 902.7783 | 968.2762 | 1036.3372 | 1106.3934 | 1179.0851 | 1253.3362 | 1329.4403 | 1406.9637 | 1486.0768 | 1565.0011 | 1644.3061
PA | 595.631 | 595.631 | 595.631 | 595.631 | 595.631 | 647.3396 | 705.2745 | 767.379 | 828.968 | 895.7612 | 969.7763 | 1047.1338 | 1130.8736 | 1222.8433 | 1324.1266 | 1434.3183 | 1556.009 | 1687.9425 | 1830.624 | 1982.9472 | 2145.6389 | 2317.8799 | 2498.6907 | 2690.1991 | 2890.1014 | 3099.658 | 3318.1974 | 3546.7232 | 3780.565 | 4021.6887
RI | 154.9406 | 154.9406 | 154.9406 | 154.9406 | 154.9406 | 166.5358 | 179.229 | 192.4899 | 205.2863 | 218.7964 | 233.3425 | 248.0741 | 263.511 | 279.8867 | 297.2559 | 315.399 | 334.5817 | 354.4198 | 374.8231 | 395.4762 | 416.3418 | 437.1853 | 457.7894 | 478.3086 | 498.4057 | 518.1509 | 537.4222 | 556.2616 | 574.2605 | 591.5924
SC | 255.5219 | 255.5219 | 255.5219 | 255.5219 | 255.5219 | 277.4978 | 302.0815 | 328.3885 | 354.4283 | 382.6157 | 413.7877 | 446.2946 | 481.4009 | 519.8596 | 562.095 | 607.9043 | 658.3251 | 712.7883 | 771.4525 | 833.8096 | 900.1026 | 969.9386 | 1042.8636 | 1119.6756 | 1199.383 | 1282.4257 | 1368.4678 | 1457.8326 | 1548.6263 | 1641.5638
SD | 2.733 | 2.733 | 2.733 | 2.733 | 2.733 | 2.9899 | 3.2816 | 3.5992 | 3.9195 | 4.2728 | 4.6715 | 5.097 | 5.5676 | 6.097 | 6.6956 | 7.3665 | 8.132 | 8.993 | 9.9626 | 11.0453 | 12.2599 | 13.617 | 15.1277 | 16.833 | 18.7418 | 20.9003 | 23.3456 | 26.1445 | 29.3074 | 32.9383
TN | 19.7548 | 19.7548 | 19.7548 | 19.7548 | 19.7548 | 21.6023 | 23.6992 | 25.98 | 28.2776 | 30.8089 | 33.6627 | 36.7034 | 40.0626 | 43.8352 | 48.0939 | 52.8568 | 58.2796 | 64.3633 | 71.1958 | 78.8005 | 87.3013 | 96.7613 | 107.2461 | 119.0232 | 132.1329 | 146.8657 | 163.44 | 182.2614 | 203.3403 | 227.2942
TX | 1370.3216 | 1370.3216 | 1370.3216 | 1370.3216 | 1370.3216 | 1491.2932 | 1627.2147 | 1773.3811 | 1918.8291 | 2077.1044 | 2253.1424 | 2437.8873 | 2638.7379 | 2860.3629 | 3105.6938 | 3374.1293 | 3672.4305 | 3998.0847 | 4352.9351 | 4734.8886 | 5146.4621 | 5586.3589 | 6052.8612 | 6552.3181 | 7079.714 | 7639.3534 | 8230.5693 | 8857.2944 | 9507.9418 | 10189.0049
UT | 431.8182 | 431.8182 | 431.8182 | 431.8182 | 431.8182 | 460.9915 | 492.4756 | 524.8611 | 555.6117 | 587.5767 | 621.4356 | 655.1319 | 689.8244 | 725.9562 | 763.544 | 802.0113 | 841.8271 | 882.0929 | 922.5648 | 962.58 | 1002.0611 | 1040.5733 | 1077.7543 | 1113.9318 | 1148.5585 | 1181.8243 | 1213.587 | 1243.9826 | 1272.4247 | 1299.2766
VT | 97.762 | 97.762 | 97.762 | 97.762 | 97.762 | 105.1014 | 113.1395 | 121.5413 | 129.6532 | 138.2219 | 147.4527 | 156.8069 | 166.6147 | 177.0256 | 188.0755 | 199.6261 | 211.8477 | 224.4969 | 237.5174 | 250.7086 | 264.0472 | 277.3836 | 290.5787 | 303.7311 | 316.6245 | 329.3033 | 341.6887 | 353.8069 | 365.3943 | 376.5613
VA | 425.0586 | 425.0586 | 425.0586 | 425.0586 | 425.0586 | 461.8298 | 503.0045 | 547.1135 | 590.8255 | 638.1979 | 690.6522 | 745.429 | 804.6726 | 869.6762 | 941.1872 | 1018.8975 | 1104.6086 | 1197.404 | 1297.6065 | 1404.4037 | 1518.2692 | 1638.59 | 1764.6434 | 1897.8718 | 2036.6263 | 2181.7382 | 2332.6937 | 2490.1352 | 2650.7968 | 2815.9929
WA | 331.9952 | 331.9952 | 331.9952 | 331.9952 | 331.9952 | 361.2619 | 394.1374 | 429.4812 | 464.641 | 502.8904 | 545.4188 | 590.0349 | 638.5224 | 692.0034 | 751.1784 | 815.8942 | 887.7711 | 966.1913 | 1051.5857 | 1143.436 | 1242.3319 | 1347.9444 | 1459.8431 | 1579.5313 | 1705.7837 | 1839.6077 | 1980.8168 | 2130.3209 | 2285.3257 | 2447.3515
WV | 27.612 | 27.612 | 27.612 | 27.612 | 27.612 | 30.1608 | 33.0468 | 36.1775 | 39.3224 | 42.7771 | 46.6596 | 50.7815 | 55.3179 | 60.391 | 66.0909 | 72.432 | 79.609 | 87.6068 | 96.5218 | 106.3615 | 117.2586 | 129.2602 | 142.41 | 156.9945 | 173.0007 | 190.7088 | 210.2844 | 232.0833 | 255.9646 | 282.4469
WI | 97.3729 | 97.3729 | 97.3729 | 97.3729 | 97.3729 | 106.2666 | 116.3183 | 127.1994 | 138.1047 | 150.0571 | 163.4554 | 177.6398 | 193.2037 | 210.5517 | 229.9715 | 251.4867 | 275.7264 | 302.599 | 332.3816 | 365.0428 | 400.9598 | 440.2098 | 482.8474 | 529.6957 | 580.5801 | 636.2391 | 697.0016 | 763.7374 | 835.7367 | 914.2526
WY | 15.8706 | 15.8706 | 15.8706 | 15.8706 | 15.8706 | 17.3067 | 18.9271 | 20.678 | 22.4292 | 24.3448 | 26.4874 | 28.7501 | 31.2264 | 33.9788 | 37.05 | 40.4406 | 44.2455 | 48.4451 | 53.0768 | 58.1287 | 63.6512 | 69.647 | 76.1141 | 83.165 | 90.7586 | 98.9885 | 107.883 | 117.5452 | 127.8445 | 138.931
SECTION 6a - COMMERCIAL: each state share of this year new capacity (%)
A state share is its headroom weight over the sum of all 48. The weight is (capacity it had last year) x (1 - how full it is), so a state with no rooftop industry gets little and a state at its ceiling gets zero - it stops taking new capacity without any hard cut-off. Every column totals 100%.
Year | 2021 | 2022 | 2023 | 2024 | 2025 | 2026 | 2027 | 2028 | 2029 | 2030 | 2031 | 2032 | 2033 | 2034 | 2035 | 2036 | 2037 | 2038 | 2039 | 2040 | 2041 | 2042 | 2043 | 2044 | 2045 | 2046 | 2047 | 2048 | 2049 | 2050
AL | 0% | 0.1183% | 0.1183% | 0.1183% | 0.1183% | 0.1183% | 0.1326% | 0.1461% | 0.1532% | 0.1577% | 0.163% | 0.1672% | 0.1706% | 0.1744% | 0.1804% | 0.1854% | 0.1897% | 0.1974% | 0.2052% | 0.2148% | 0.2235% | 0.2284% | 0.2357% | 0.2398% | 0.2445% | 0.2484% | 0.2544% | 0.2621% | 0.2701% | 0.2764%
AZ | 0% | 2.115% | 2.115% | 2.115% | 2.115% | 2.115% | 1.84% | 1.636% | 1.546% | 1.495% | 1.438% | 1.395% | 1.363% | 1.327% | 1.274% | 1.233% | 1.2% | 1.143% | 1.09% | 1.03% | 0.98% | 0.9544% | 0.9172% | 0.8978% | 0.8764% | 0.8594% | 0.8336% | 0.8027% | 0.7725% | 0.7504%
AR | 0% | 0.7615% | 0.7615% | 0.7615% | 0.7615% | 0.7615% | 0.835% | 0.9007% | 0.9337% | 0.9541% | 0.9776% | 0.9958% | 1.01% | 1.027% | 1.052% | 1.072% | 1.089% | 1.119% | 1.148% | 1.184% | 1.214% | 1.231% | 1.255% | 1.268% | 1.283% | 1.295% | 1.313% | 1.336% | 1.359% | 1.376%
CA | 0% | 25.37% | 25.37% | 25.37% | 25.37% | 25.37% | 23.43% | 21.8% | 21.02% | 20.55% | 20.02% | 19.61% | 19.29% | 18.93% | 18.4% | 17.98% | 17.62% | 17.01% | 16.42% | 15.73% | 15.15% | 14.85% | 14.39% | 14.15% | 13.89% | 13.67% | 13.35% | 12.95% | 12.55% | 12.26%
CO | 0% | 1.794% | 1.794% | 1.794% | 1.794% | 1.794% | 1.843% | 1.873% | 1.883% | 1.887% | 1.891% | 1.893% | 1.894% | 1.895% | 1.895% | 1.894% | 1.892% | 1.887% | 1.881% | 1.87% | 1.859% | 1.852% | 1.841% | 1.834% | 1.826% | 1.819% | 1.808% | 1.793% | 1.778% | 1.765%
CT | 0% | 2.141% | 2.141% | 2.141% | 2.141% | 2.141% | 2.143% | 2.13% | 2.118% | 2.109% | 2.098% | 2.088% | 2.079% | 2.069% | 2.052% | 2.038% | 2.025% | 2.001% | 1.977% | 1.944% | 1.915% | 1.898% | 1.873% | 1.858% | 1.842% | 1.828% | 1.807% | 1.78% | 1.752% | 1.731%
DE | 0% | 0.2763% | 0.2763% | 0.2763% | 0.2763% | 0.2763% | 0.2906% | 0.3017% | 0.3065% | 0.3093% | 0.3123% | 0.3145% | 0.3162% | 0.318% | 0.3205% | 0.3224% | 0.3239% | 0.3262% | 0.3282% | 0.3302% | 0.3316% | 0.3321% | 0.3327% | 0.333% | 0.3331% | 0.3332% | 0.3332% | 0.3331% | 0.3327% | 0.3323%
FL | 0% | 1.838% | 1.838% | 1.838% | 1.838% | 1.838% | 1.98% | 2.102% | 2.161% | 2.197% | 2.236% | 2.267% | 2.291% | 2.318% | 2.357% | 2.389% | 2.415% | 2.46% | 2.503% | 2.552% | 2.593% | 2.614% | 2.645% | 2.661% | 2.678% | 2.692% | 2.713% | 2.738% | 2.762% | 2.779%
GA | 0% | 1.838% | 1.838% | 1.838% | 1.838% | 1.838% | 2.038% | 2.222% | 2.317% | 2.377% | 2.445% | 2.5% | 2.543% | 2.593% | 2.668% | 2.731% | 2.784% | 2.879% | 2.972% | 3.088% | 3.189% | 3.245% | 3.329% | 3.375% | 3.427% | 3.47% | 3.536% | 3.619% | 3.705% | 3.77%
ID | 0% | 0.2376% | 0.2376% | 0.2376% | 0.2376% | 0.2376% | 0.2537% | 0.2669% | 0.2731% | 0.2768% | 0.2809% | 0.284% | 0.2864% | 0.289% | 0.2929% | 0.2959% | 0.2984% | 0.3026% | 0.3064% | 0.3108% | 0.3142% | 0.3159% | 0.3184% | 0.3196% | 0.3209% | 0.3219% | 0.3233% | 0.325% | 0.3265% | 0.3275%
IL | 0% | 4.997% | 4.997% | 4.997% | 4.997% | 4.997% | 5.403% | 5.752% | 5.921% | 6.024% | 6.14% | 6.229% | 6.3% | 6.378% | 6.495% | 6.589% | 6.667% | 6.802% | 6.929% | 7.08% | 7.205% | 7.27% | 7.366% | 7.416% | 7.471% | 7.515% | 7.581% | 7.661% | 7.738% | 7.794%
IN | 0% | 1.466% | 1.466% | 1.466% | 1.466% | 1.466% | 1.625% | 1.772% | 1.847% | 1.895% | 1.95% | 1.993% | 2.027% | 2.067% | 2.127% | 2.177% | 2.219% | 2.295% | 2.369% | 2.461% | 2.542% | 2.586% | 2.653% | 2.69% | 2.731% | 2.765% | 2.818% | 2.884% | 2.952% | 3.003%
IA | 0% | 1.419% | 1.419% | 1.419% | 1.419% | 1.419% | 1.551% | 1.668% | 1.726% | 1.761% | 1.802% | 1.834% | 1.859% | 1.888% | 1.931% | 1.966% | 1.995% | 2.046% | 2.096% | 2.156% | 2.207% | 2.234% | 2.274% | 2.296% | 2.32% | 2.34% | 2.37% | 2.407% | 2.444% | 2.471%
KS | 0% | 0.2734% | 0.2734% | 0.2734% | 0.2734% | 0.2734% | 0.304% | 0.3323% | 0.347% | 0.3563% | 0.367% | 0.3755% | 0.3823% | 0.39% | 0.4019% | 0.4117% | 0.4202% | 0.4351% | 0.45% | 0.4684% | 0.4847% | 0.4936% | 0.5072% | 0.5146% | 0.5231% | 0.53% | 0.5409% | 0.5545% | 0.5685% | 0.5792%
KY | 0% | 0.1861% | 0.1861% | 0.1861% | 0.1861% | 0.1861% | 0.2078% | 0.228% | 0.2386% | 0.2452% | 0.253% | 0.2591% | 0.2641% | 0.2698% | 0.2785% | 0.2857% | 0.2919% | 0.303% | 0.3141% | 0.3279% | 0.3401% | 0.347% | 0.3573% | 0.363% | 0.3695% | 0.3748% | 0.3832% | 0.3937% | 0.4047% | 0.4131%
LA | 0% | 0.133% | 0.133% | 0.133% | 0.133% | 0.133% | 0.1475% | 0.1609% | 0.1678% | 0.1721% | 0.1771% | 0.181% | 0.1842% | 0.1878% | 0.1933% | 0.1978% | 0.2017% | 0.2086% | 0.2154% | 0.2238% | 0.2312% | 0.2353% | 0.2414% | 0.2447% | 0.2485% | 0.2516% | 0.2565% | 0.2625% | 0.2688% | 0.2735%
ME | 0% | 3.362% | 3.362% | 3.362% | 3.362% | 3.362% | 3.236% | 3.112% | 3.046% | 3.005% | 2.957% | 2.919% | 2.888% | 2.854% | 2.801% | 2.757% | 2.72% | 2.655% | 2.591% | 2.512% | 2.445% | 2.408% | 2.353% | 2.324% | 2.291% | 2.264% | 2.222% | 2.17% | 2.119% | 2.08%
MD | 0% | 1.741% | 1.741% | 1.741% | 1.741% | 1.741% | 1.808% | 1.855% | 1.874% | 1.884% | 1.895% | 1.902% | 1.907% | 1.912% | 1.919% | 1.923% | 1.926% | 1.929% | 1.931% | 1.93% | 1.927% | 1.925% | 1.92% | 1.916% | 1.912% | 1.908% | 1.901% | 1.892% | 1.882% | 1.873%
MA | 0% | 8.509% | 8.509% | 8.509% | 8.509% | 8.509% | 7.84% | 7.281% | 7.014% | 6.854% | 6.673% | 6.535% | 6.427% | 6.306% | 6.126% | 5.981% | 5.861% | 5.655% | 5.458% | 5.225% | 5.029% | 4.926% | 4.774% | 4.694% | 4.604% | 4.533% | 4.423% | 4.289% | 4.157% | 4.059%
MI | 0% | 0.7555% | 0.7555% | 0.7555% | 0.7555% | 0.7555% | 0.8423% | 0.9232% | 0.9653% | 0.9919% | 1.023% | 1.047% | 1.067% | 1.089% | 1.124% | 1.152% | 1.177% | 1.221% | 1.264% | 1.319% | 1.367% | 1.393% | 1.434% | 1.456% | 1.481% | 1.502% | 1.535% | 1.576% | 1.618% | 1.651%
MN | 0% | 0.7895% | 0.7895% | 0.7895% | 0.7895% | 0.7895% | 0.8752% | 0.9539% | 0.9945% | 1.02% | 1.049% | 1.072% | 1.091% | 1.112% | 1.144% | 1.171% | 1.194% | 1.234% | 1.274% | 1.323% | 1.366% | 1.39% | 1.426% | 1.445% | 1.467% | 1.485% | 1.514% | 1.549% | 1.585% | 1.613%
MS | 0% | 0.04115% | 0.04115% | 0.04115% | 0.04115% | 0.04115% | 0.04611% | 0.05077% | 0.05323% | 0.05478% | 0.05659% | 0.05804% | 0.0592% | 0.06053% | 0.06259% | 0.06431% | 0.06579% | 0.06842% | 0.07108% | 0.0744% | 0.07737% | 0.07903% | 0.08155% | 0.08294% | 0.08454% | 0.08586% | 0.08793% | 0.09055% | 0.09329% | 0.0954%
MO | 0% | 1.6% | 1.6% | 1.6% | 1.6% | 1.6% | 1.763% | 1.91% | 1.984% | 2.031% | 2.084% | 2.126% | 2.159% | 2.197% | 2.255% | 2.302% | 2.342% | 2.412% | 2.482% | 2.566% | 2.639% | 2.679% | 2.739% | 2.771% | 2.807% | 2.837% | 2.883% | 2.94% | 2.997% | 3.041%
MT | 0% | 0.1068% | 0.1068% | 0.1068% | 0.1068% | 0.1068% | 0.1166% | 0.1253% | 0.1296% | 0.1323% | 0.1354% | 0.1377% | 0.1396% | 0.1417% | 0.1449% | 0.1475% | 0.1497% | 0.1534% | 0.1571% | 0.1615% | 0.1653% | 0.1673% | 0.1703% | 0.1719% | 0.1737% | 0.1751% | 0.1773% | 0.18% | 0.1827% | 0.1847%
NE | 0% | 0.08295% | 0.08295% | 0.08295% | 0.08295% | 0.08295% | 0.09265% | 0.1017% | 0.1065% | 0.1094% | 0.1129% | 0.1157% | 0.1179% | 0.1205% | 0.1244% | 0.1276% | 0.1304% | 0.1354% | 0.1404% | 0.1466% | 0.1521% | 0.1552% | 0.1599% | 0.1624% | 0.1654% | 0.1678% | 0.1716% | 0.1763% | 0.1813% | 0.1851%
NV | 0% | 0.5496% | 0.5496% | 0.5496% | 0.5496% | 0.5496% | 0.5189% | 0.4914% | 0.4775% | 0.469% | 0.4593% | 0.4518% | 0.4458% | 0.4391% | 0.4289% | 0.4206% | 0.4137% | 0.4016% | 0.3899% | 0.3759% | 0.3639% | 0.3575% | 0.3481% | 0.343% | 0.3373% | 0.3328% | 0.3257% | 0.3171% | 0.3085% | 0.302%
NH | 0% | 0.6658% | 0.6658% | 0.6658% | 0.6658% | 0.6658% | 0.6997% | 0.726% | 0.7374% | 0.744% | 0.751% | 0.7562% | 0.76% | 0.7641% | 0.7701% | 0.7744% | 0.7778% | 0.7833% | 0.7878% | 0.7923% | 0.7952% | 0.7963% | 0.7976% | 0.7981% | 0.7984% | 0.7984% | 0.7983% | 0.7977% | 0.7966% | 0.7954%
NJ | 0% | 8.292% | 8.292% | 8.292% | 8.292% | 8.292% | 7.928% | 7.583% | 7.404% | 7.292% | 7.163% | 7.061% | 6.981% | 6.889% | 6.75% | 6.636% | 6.539% | 6.37% | 6.205% | 6.005% | 5.833% | 5.74% | 5.601% | 5.527% | 5.443% | 5.376% | 5.271% | 5.143% | 5.014% | 4.917%
NM | 0% | 0.6806% | 0.6806% | 0.6806% | 0.6806% | 0.6806% | 0.698% | 0.7085% | 0.7118% | 0.7133% | 0.7144% | 0.715% | 0.7152% | 0.7152% | 0.7148% | 0.714% | 0.713% | 0.7109% | 0.7081% | 0.7037% | 0.6992% | 0.6963% | 0.6917% | 0.689% | 0.6858% | 0.6831% | 0.6786% | 0.6729% | 0.6666% | 0.6617%
NY | 0% | 12.26% | 12.26% | 12.26% | 12.26% | 12.26% | 12.51% | 12.64% | 12.67% | 12.67% | 12.67% | 12.67% | 12.66% | 12.65% | 12.62% | 12.59% | 12.56% | 12.49% | 12.42% | 12.31% | 12.21% | 12.15% | 12.05% | 11.99% | 11.92% | 11.87% | 11.77% | 11.66% | 11.53% | 11.43%
NC | 0% | 1.285% | 1.285% | 1.285% | 1.285% | 1.285% | 1.414% | 1.53% | 1.589% | 1.626% | 1.668% | 1.701% | 1.727% | 1.757% | 1.802% | 1.839% | 1.871% | 1.926% | 1.98% | 2.046% | 2.104% | 2.135% | 2.181% | 2.206% | 2.234% | 2.257% | 2.293% | 2.337% | 2.382% | 2.415%
ND | 0% | 0.009042% | 0.009042% | 0.009042% | 0.009042% | 0.009042% | 0.01014% | 0.01118% | 0.01172% | 0.01207% | 0.01247% | 0.0128% | 0.01306% | 0.01335% | 0.01381% | 0.0142% | 0.01453% | 0.01512% | 0.01572% | 0.01646% | 0.01713% | 0.0175% | 0.01807% | 0.01839% | 0.01875% | 0.01904% | 0.01951% | 0.02011% | 0.02073% | 0.02121%
OH | 0% | 1.785% | 1.785% | 1.785% | 1.785% | 1.785% | 1.984% | 2.167% | 2.262% | 2.322% | 2.391% | 2.446% | 2.49% | 2.539% | 2.616% | 2.679% | 2.734% | 2.83% | 2.925% | 3.043% | 3.148% | 3.205% | 3.292% | 3.339% | 3.393% | 3.437% | 3.507% | 3.593% | 3.683% | 3.751%
OK | 0% | 0.1635% | 0.1635% | 0.1635% | 0.1635% | 0.1635% | 0.1821% | 0.1993% | 0.2083% | 0.2139% | 0.2205% | 0.2257% | 0.2299% | 0.2346% | 0.2419% | 0.248% | 0.2532% | 0.2624% | 0.2716% | 0.283% | 0.2931% | 0.2987% | 0.3071% | 0.3118% | 0.3171% | 0.3214% | 0.3282% | 0.3367% | 0.3456% | 0.3523%
OR | 0% | 1.067% | 1.067% | 1.067% | 1.067% | 1.067% | 1.149% | 1.219% | 1.253% | 1.273% | 1.296% | 1.314% | 1.327% | 1.343% | 1.365% | 1.383% | 1.398% | 1.424% | 1.448% | 1.477% | 1.5% | 1.512% | 1.529% | 1.538% | 1.548% | 1.556% | 1.568% | 1.582% | 1.595% | 1.605%
PA | 0% | 2.806% | 2.806% | 2.806% | 2.806% | 2.806% | 3.059% | 3.283% | 3.395% | 3.463% | 3.541% | 3.601% | 3.649% | 3.703% | 3.784% | 3.85% | 3.905% | 4.001% | 4.094% | 4.205% | 4.3% | 4.351% | 4.425% | 4.465% | 4.51% | 4.545% | 4.601% | 4.667% | 4.734% | 4.783%
RI | 0% | 0.3684% | 0.3684% | 0.3684% | 0.3684% | 0.3684% | 0.3836% | 0.3947% | 0.3992% | 0.4017% | 0.4043% | 0.4061% | 0.4074% | 0.4087% | 0.4106% | 0.4118% | 0.4127% | 0.4139% | 0.4147% | 0.4152% | 0.415% | 0.4147% | 0.414% | 0.4135% | 0.4128% | 0.4122% | 0.411% | 0.4095% | 0.4076% | 0.406%
SC | 0% | 0.8329% | 0.8329% | 0.8329% | 0.8329% | 0.8329% | 0.9054% | 0.9689% | 1% | 1.019% | 1.041% | 1.058% | 1.071% | 1.086% | 1.108% | 1.127% | 1.142% | 1.168% | 1.193% | 1.223% | 1.249% | 1.262% | 1.282% | 1.292% | 1.304% | 1.314% | 1.328% | 1.345% | 1.362% | 1.375%
SD | 0% | 0.02126% | 0.02126% | 0.02126% | 0.02126% | 0.02126% | 0.02382% | 0.02622% | 0.02749% | 0.02829% | 0.02923% | 0.02997% | 0.03057% | 0.03126% | 0.03232% | 0.03321% | 0.03397% | 0.03533% | 0.0367% | 0.03841% | 0.03995% | 0.0408% | 0.0421% | 0.04282% | 0.04364% | 0.04432% | 0.0454% | 0.04675% | 0.04815% | 0.04924%
TN | 0% | 0.4086% | 0.4086% | 0.4086% | 0.4086% | 0.4086% | 0.457% | 0.5024% | 0.5262% | 0.5413% | 0.5588% | 0.5728% | 0.584% | 0.5968% | 0.6167% | 0.6331% | 0.6473% | 0.6726% | 0.6979% | 0.7296% | 0.7578% | 0.7735% | 0.7974% | 0.8106% | 0.8256% | 0.8381% | 0.8576% | 0.8822% | 0.9078% | 0.9276%
TX | 0% | 2.409% | 2.409% | 2.409% | 2.409% | 2.409% | 2.642% | 2.85% | 2.955% | 3.02% | 3.094% | 3.152% | 3.198% | 3.25% | 3.329% | 3.393% | 3.448% | 3.543% | 3.636% | 3.748% | 3.845% | 3.897% | 3.975% | 4.017% | 4.063% | 4.102% | 4.16% | 4.233% | 4.305% | 4.36%
UT | 0% | 0.6515% | 0.6515% | 0.6515% | 0.6515% | 0.6515% | 0.6592% | 0.6614% | 0.6607% | 0.6596% | 0.6581% | 0.6565% | 0.6551% | 0.6533% | 0.6501% | 0.6472% | 0.6445% | 0.6394% | 0.6338% | 0.6262% | 0.619% | 0.6149% | 0.6084% | 0.6047% | 0.6004% | 0.5969% | 0.5912% | 0.584% | 0.5765% | 0.5706%
VT | 0% | 0.4744% | 0.4744% | 0.4744% | 0.4744% | 0.4744% | 0.4944% | 0.5091% | 0.5152% | 0.5185% | 0.522% | 0.5244% | 0.5262% | 0.5281% | 0.5306% | 0.5323% | 0.5336% | 0.5354% | 0.5367% | 0.5374% | 0.5375% | 0.5372% | 0.5364% | 0.5359% | 0.5351% | 0.5343% | 0.533% | 0.5311% | 0.5289% | 0.5269%
VA | 0% | 1.713% | 1.713% | 1.713% | 1.713% | 1.713% | 1.866% | 2% | 2.067% | 2.108% | 2.154% | 2.19% | 2.218% | 2.25% | 2.299% | 2.338% | 2.371% | 2.427% | 2.482% | 2.548% | 2.604% | 2.633% | 2.677% | 2.7% | 2.726% | 2.747% | 2.779% | 2.818% | 2.857% | 2.885%
WA | 0% | 0.5154% | 0.5154% | 0.5154% | 0.5154% | 0.5154% | 0.5649% | 0.6092% | 0.6314% | 0.6451% | 0.6609% | 0.6732% | 0.6829% | 0.6939% | 0.7107% | 0.7243% | 0.7358% | 0.7559% | 0.7755% | 0.7993% | 0.8197% | 0.8307% | 0.847% | 0.8558% | 0.8657% | 0.8737% | 0.8861% | 0.9012% | 0.9165% | 0.9279%
WV | 0% | 0.08584% | 0.08584% | 0.08584% | 0.08584% | 0.08584% | 0.09558% | 0.1046% | 0.1093% | 0.1123% | 0.1157% | 0.1184% | 0.1206% | 0.1231% | 0.1269% | 0.1301% | 0.1328% | 0.1376% | 0.1424% | 0.1484% | 0.1536% | 0.1565% | 0.161% | 0.1634% | 0.1661% | 0.1684% | 0.1719% | 0.1764% | 0.181% | 0.1845%
WI | 0% | 0.9833% | 0.9833% | 0.9833% | 0.9833% | 0.9833% | 1.091% | 1.19% | 1.241% | 1.273% | 1.31% | 1.339% | 1.363% | 1.389% | 1.43% | 1.464% | 1.492% | 1.543% | 1.594% | 1.656% | 1.711% | 1.741% | 1.787% | 1.812% | 1.84% | 1.863% | 1.899% | 1.944% | 1.99% | 2.025%
WY | 0% | 0.02197% | 0.02197% | 0.02197% | 0.02197% | 0.02197% | 0.02429% | 0.02642% | 0.02751% | 0.02818% | 0.02897% | 0.02959% | 0.03008% | 0.03064% | 0.0315% | 0.0322% | 0.0328% | 0.03386% | 0.0349% | 0.03619% | 0.03731% | 0.03792% | 0.03885% | 0.03935% | 0.03992% | 0.04038% | 0.0411% | 0.042% | 0.04292% | 0.04362%
Total of all 48 shares - must be 100.0% in every year with new capacity | 0% | 100% | 100% | 100% | 100% | 100% | 100% | 100% | 100% | 100% | 100% | 100% | 100% | 100% | 100% | 100% | 100% | 100% | 100% | 100% | 100% | 100% | 100% | 100% | 100% | 100% | 100% | 100% | 100% | 100%
SECTION 6b - COMMERCIAL: allocated capacity (MW-AC) - THE OUTPUT
Last year capacity plus this state share of this year new capacity. The first column is the section-3 start level, and capacity stays there until the base year is passed. Every column sums to the section-4 national total by construction, which section 8 checks.
Year | 2021 | 2022 | 2023 | 2024 | 2025 | 2026 | 2027 | 2028 | 2029 | 2030 | 2031 | 2032 | 2033 | 2034 | 2035 | 2036 | 2037 | 2038 | 2039 | 2040 | 2041 | 2042 | 2043 | 2044 | 2045 | 2046 | 2047 | 2048 | 2049 | 2050
AL | 11.692 | 11.692 | 11.692 | 11.692 | 11.692 | 13.9425 | 16.0658 | 17.1915 | 17.9081 | 18.7484 | 19.4195 | 19.9636 | 20.5878 | 21.5579 | 22.3691 | 23.073 | 24.3337 | 25.6115 | 27.2215 | 28.6748 | 29.4919 | 30.7419 | 31.4383 | 32.236 | 32.9 | 33.948 | 35.277 | 36.6708 | 37.7576 | 39.1918
AZ | 638.0078 | 638.0078 | 638.0078 | 638.0078 | 638.0078 | 678.2424 | 707.7011 | 720.3038 | 727.5352 | 735.4975 | 741.4172 | 745.958 | 750.9446 | 758.3247 | 764.0541 | 768.7363 | 776.7082 | 784.107 | 792.6639 | 799.628 | 803.2108 | 808.435 | 811.1447 | 814.1309 | 816.5112 | 820.1377 | 824.4917 | 828.76 | 831.8675 | 835.7616
AR | 80.3287 | 80.3287 | 80.3287 | 80.3287 | 80.3287 | 94.8191 | 108.1881 | 115.1274 | 119.494 | 124.577 | 128.6019 | 131.8424 | 135.5393 | 141.2491 | 145.977 | 150.0461 | 157.2819 | 164.5251 | 173.5365 | 181.543 | 185.9816 | 192.7174 | 196.4252 | 200.6433 | 204.1274 | 209.5912 | 216.4508 | 223.5549 | 229.0215 | 236.1618
CA | 5246.9151 | 5246.9151 | 5246.9151 | 5246.9151 | 5246.9151 | 5729.6821 | 6104.8581 | 6272.809 | 6371.0944 | 6480.5503 | 6562.9579 | 6626.7679 | 6697.3515 | 6802.653 | 6885.3824 | 6953.6227 | 7070.6973 | 7180.792 | 7309.6901 | 7416.1106 | 7471.5057 | 7552.7678 | 7595.2927 | 7642.3728 | 7680.0903 | 7737.7889 | 7807.4932 | 7876.3393 | 7926.8339 | 7990.4521
CO | 234.0931 | 234.0931 | 234.0931 | 234.0931 | 234.0931 | 268.2285 | 297.7297 | 312.1588 | 320.9636 | 331.0179 | 338.8048 | 344.9661 | 351.8979 | 362.4364 | 370.9553 | 378.1436 | 390.7121 | 402.9267 | 417.6852 | 430.3363 | 437.1332 | 447.2719 | 452.7104 | 458.8109 | 463.7701 | 471.4464 | 480.8898 | 490.426 | 497.5769 | 506.7356
CT | 307.196 | 307.196 | 307.196 | 307.196 | 307.196 | 347.9268 | 382.2385 | 398.6511 | 408.5573 | 419.7939 | 428.4306 | 435.2243 | 442.832 | 454.3382 | 463.5659 | 471.303 | 484.7587 | 497.7138 | 513.2258 | 526.3786 | 533.3794 | 543.7704 | 549.303 | 555.4845 | 560.4871 | 568.2028 | 577.642 | 587.1088 | 594.1589 | 603.142
DE | 33.2125 | 33.2125 | 33.2125 | 33.2125 | 33.2125 | 38.469 | 43.1214 | 45.4456 | 46.8792 | 48.527 | 49.8129 | 50.8365 | 51.9934 | 53.7617 | 55.2026 | 56.4265 | 58.5784 | 60.6901 | 63.266 | 65.4997 | 66.7118 | 68.5297 | 69.5128 | 70.6203 | 71.5251 | 72.9312 | 74.6717 | 76.4428 | 77.7813 | 79.5057
FL | 204.241 | 204.241 | 204.241 | 204.241 | 204.241 | 239.2055 | 270.915 | 287.1128 | 297.2193 | 308.921 | 318.1291 | 325.5064 | 333.8891 | 346.7775 | 357.3759 | 366.4452 | 382.4927 | 398.4176 | 418.0586 | 435.3228 | 444.8029 | 459.1133 | 466.928 | 475.7792 | 483.0536 | 494.4145 | 508.5862 | 523.1454 | 534.2559 | 548.6761
GA | 187.5047 | 187.5047 | 187.5047 | 187.5047 | 187.5047 | 222.4772 | 255.1123 | 272.2343 | 283.0709 | 295.7322 | 305.801 | 313.9354 | 323.2411 | 337.6592 | 349.6562 | 360.0233 | 378.523 | 397.1568 | 420.4842 | 441.3711 | 453.0308 | 470.7941 | 480.6299 | 491.8562 | 501.1635 | 515.8046 | 534.2753 | 553.5207 | 568.4238 | 587.9854
ID | 27.2201 | 27.2201 | 27.2201 | 27.2201 | 27.2201 | 31.7414 | 35.8028 | 37.8593 | 39.1366 | 40.6111 | 41.7676 | 42.6917 | 43.7396 | 45.3467 | 46.6635 | 47.7869 | 49.7696 | 51.7282 | 54.133 | 56.2352 | 57.3839 | 59.1133 | 60.0538 | 61.1168 | 61.9883 | 63.3464 | 65.0353 | 66.7634 | 68.0768 | 69.7761
IL | 550.1652 | 550.1652 | 550.1652 | 550.1652 | 550.1652 | 645.2546 | 731.7582 | 776.0721 | 803.763 | 835.8549 | 861.136 | 881.4079 | 904.4586 | 939.9274 | 969.1294 | 994.1431 | 1038.4413 | 1082.4675 | 1136.8489 | 1184.7379 | 1211.0775 | 1250.874 | 1272.6357 | 1297.3024 | 1317.5918 | 1349.3014 | 1388.8993 | 1429.6349 | 1460.765 | 1501.2111
IN | 149.5418 | 149.5418 | 149.5418 | 149.5418 | 149.5418 | 177.4282 | 203.449 | 217.1 | 225.7395 | 235.8335 | 243.8603 | 250.3451 | 257.7634 | 269.257 | 278.8203 | 287.0842 | 301.8304 | 316.6829 | 335.2759 | 351.923 | 361.2155 | 375.372 | 383.2104 | 392.1567 | 399.5736 | 411.2408 | 425.9591 | 441.2943 | 453.169 | 468.755
IA | 151.2927 | 151.2927 | 151.2927 | 151.2927 | 151.2927 | 178.3017 | 203.1343 | 215.9818 | 224.0522 | 233.4364 | 240.8574 | 246.8263 | 253.63 | 264.1284 | 272.809 | 280.271 | 293.5263 | 306.7713 | 323.2195 | 337.8004 | 345.8674 | 358.0957 | 364.8155 | 372.453 | 378.7546 | 388.6283 | 401.0072 | 413.8052 | 423.6355 | 436.458
KS | 27.6623 | 27.6623 | 27.6623 | 27.6623 | 27.6623 | 32.8639 | 37.7314 | 40.292 | 41.915 | 43.813 | 45.324 | 46.5458 | 47.9445 | 50.1134 | 51.9203 | 53.4833 | 56.275 | 59.0914 | 62.6229 | 65.7912 | 67.563 | 70.2652 | 71.7637 | 73.4755 | 74.8961 | 77.1326 | 79.9578 | 82.9062 | 85.1932 | 88.1989
KY | 18.6179 | 18.6179 | 18.6179 | 18.6179 | 18.6179 | 22.1586 | 25.4851 | 27.2416 | 28.3572 | 29.6636 | 30.7052 | 31.5485 | 32.5149 | 34.0151 | 35.2671 | 36.3518 | 38.2915 | 40.2529 | 42.7179 | 44.9358 | 46.1793 | 48.0786 | 49.1341 | 50.3415 | 51.3449 | 52.9265 | 54.928 | 57.0217 | 58.6497 | 60.7935
LA | 13.5583 | 13.5583 | 13.5583 | 13.5583 | 13.5583 | 16.0889 | 18.4509 | 19.6904 | 20.4749 | 21.3917 | 22.1208 | 22.7099 | 23.3838 | 24.4281 | 25.2971 | 26.0481 | 27.3883 | 28.7385 | 30.4289 | 31.9427 | 32.7879 | 34.0757 | 34.7888 | 35.6028 | 36.2777 | 37.3395 | 38.6792 | 40.0752 | 41.1564 | 42.5757
ME | 568.148 | 568.148 | 568.148 | 568.148 | 568.148 | 632.1179 | 683.9282 | 707.9057 | 722.152 | 738.1599 | 750.3333 | 759.8312 | 770.3994 | 786.2691 | 798.86 | 809.3266 | 827.3986 | 844.5826 | 864.9137 | 881.9086 | 890.8465 | 904.0284 | 910.9814 | 918.7111 | 924.9322 | 934.4841 | 946.0892 | 957.6305 | 966.1535 | 976.9455
MD | 218.67 | 218.67 | 218.67 | 218.67 | 218.67 | 251.7986 | 280.7433 | 295.0373 | 303.8019 | 313.8402 | 321.6413 | 327.8302 | 334.8076 | 345.4408 | 354.0671 | 361.3674 | 374.1632 | 386.6526 | 401.8067 | 414.8635 | 421.9092 | 432.444 | 438.1152 | 444.4887 | 449.6809 | 457.7319 | 467.6632 | 477.7254 | 485.2964 | 495.0175
MA | 1781.6441 | 1781.6441 | 1781.6441 | 1781.6441 | 1781.6441 | 1943.5541 | 2069.0914 | 2125.1879 | 2157.9892 | 2194.5014 | 2221.9764 | 2243.2425 | 2266.7589 | 2301.8304 | 2329.3702 | 2352.0777 | 2391.0224 | 2427.6245 | 2470.4554 | 2505.7952 | 2524.1812 | 2551.1454 | 2565.2504 | 2580.8631 | 2593.3682 | 2612.4944 | 2635.594 | 2658.4014 | 2675.1238 | 2696.1872
MI | 75.8735 | 75.8735 | 75.8735 | 75.8735 | 75.8735 | 90.2484 | 103.7356 | 110.8483 | 115.3627 | 120.6467 | 124.8577 | 128.2654 | 132.1691 | 138.2269 | 143.2796 | 147.6547 | 155.4754 | 163.3773 | 173.3005 | 182.2202 | 187.2169 | 194.8445 | 199.0807 | 203.924 | 207.9471 | 214.2858 | 222.3025 | 230.6819 | 237.1921 | 245.7591
MN | 80.6229 | 80.6229 | 80.6229 | 80.6229 | 80.6229 | 95.6448 | 109.6577 | 117.007 | 121.6576 | 127.0906 | 131.4106 | 134.9003 | 138.8921 | 145.0762 | 150.2211 | 154.6665 | 162.5982 | 170.5858 | 180.5833 | 189.5326 | 194.5273 | 202.1356 | 206.3476 | 211.1545 | 215.1393 | 221.407 | 229.3128 | 237.5487 | 243.9249 | 252.2929
MS | 4.0752 | 4.0752 | 4.0752 | 4.0752 | 4.0752 | 4.8582 | 5.5964 | 5.9876 | 6.2365 | 6.5283 | 6.7614 | 6.9502 | 7.1668 | 7.5035 | 7.7849 | 8.029 | 8.4661 | 8.909 | 9.4669 | 9.9701 | 10.253 | 10.6855 | 10.9265 | 11.2024 | 11.432 | 11.7943 | 12.2536 | 12.7351 | 13.1103 | 13.6054
MO | 166.5078 | 166.5078 | 166.5078 | 166.5078 | 166.5078 | 196.9567 | 225.1791 | 239.8917 | 249.1713 | 259.9895 | 268.5703 | 275.4886 | 283.3898 | 295.6086 | 305.7459 | 314.4848 | 330.046 | 345.6618 | 365.1379 | 382.4953 | 392.1442 | 406.8094 | 414.9009 | 424.118 | 431.7422 | 443.7133 | 458.7713 | 474.403 | 486.4614 | 502.2419
MT | 11.4025 | 11.4025 | 11.4025 | 11.4025 | 11.4025 | 13.4345 | 15.3016 | 16.2671 | 16.8734 | 17.5782 | 18.1355 | 18.5836 | 19.0944 | 19.8824 | 20.5338 | 21.0937 | 22.088 | 23.0812 | 24.3143 | 25.407 | 26.0113 | 26.9272 | 27.4303 | 28.0021 | 28.4738 | 29.2128 | 30.139 | 31.0964 | 31.8315 | 32.7901
NE | 8.2889 | 8.2889 | 8.2889 | 8.2889 | 8.2889 | 9.8672 | 11.3507 | 12.1343 | 12.6322 | 13.2152 | 13.6802 | 14.0567 | 14.4882 | 15.1581 | 15.7173 | 16.2018 | 17.0685 | 17.945 | 19.0469 | 20.0386 | 20.5948 | 21.4444 | 21.9168 | 22.4571 | 22.9062 | 23.6142 | 24.5104 | 25.4481 | 26.1775 | 27.1381
NV | 101.5094 | 101.5094 | 101.5094 | 101.5094 | 101.5094 | 111.9662 | 120.275 | 124.0608 | 126.2941 | 128.7928 | 130.684 | 132.1541 | 133.7853 | 136.2272 | 138.1554 | 139.7523 | 142.5011 | 145.1008 | 148.161 | 150.7037 | 152.0343 | 153.9915 | 155.0198 | 156.1607 | 157.0769 | 158.481 | 160.1822 | 161.8683 | 163.1093 | 164.6767
NH | 80.2458 | 80.2458 | 80.2458 | 80.2458 | 80.2458 | 92.9143 | 104.118 | 109.7114 | 113.16 | 117.1234 | 120.2155 | 122.6762 | 125.4571 | 129.7068 | 133.1689 | 136.1089 | 141.277 | 146.3469 | 152.5293 | 157.8885 | 160.7956 | 165.1547 | 167.5113 | 170.166 | 172.3342 | 175.7034 | 179.873 | 184.1149 | 187.3197 | 191.4475
NJ | 1444.5663 | 1444.5663 | 1444.5663 | 1444.5663 | 1444.5663 | 1602.3472 | 1729.2825 | 1787.7054 | 1822.3288 | 1861.1748 | 1890.6655 | 1913.6447 | 1939.1875 | 1977.501 | 2007.8472 | 2033.0394 | 2076.4893 | 2117.7245 | 2166.4221 | 2207.0405 | 2228.3635 | 2259.7817 | 2276.3303 | 2294.714 | 2309.4976 | 2332.1814 | 2359.7131 | 2387.0598 | 2407.2297 | 2432.7464
NM | 89.2822 | 89.2822 | 89.2822 | 89.2822 | 89.2822 | 102.2325 | 113.4082 | 118.8671 | 122.196 | 125.9958 | 128.9373 | 131.264 | 133.8809 | 137.8581 | 141.0715 | 143.7821 | 148.5198 | 153.1214 | 158.6783 | 163.4386 | 165.9946 | 169.8061 | 171.8497 | 174.1415 | 176.004 | 178.8863 | 182.4308 | 186.0087 | 188.6905 | 192.124
NY | 1638.8632 | 1638.8632 | 1638.8632 | 1638.8632 | 1638.8632 | 1872.1156 | 2072.3505 | 2169.7091 | 2228.9441 | 2296.4639 | 2348.6498 | 2389.876 | 2436.1986 | 2506.5246 | 2563.2504 | 2611.0334 | 2694.4576 | 2775.3251 | 2872.7912 | 2956.0896 | 3000.7268 | 3067.2177 | 3102.8111 | 3142.6922 | 3175.072 | 3225.1413 | 3286.6408 | 3348.6253 | 3395.0157 | 3454.3441
NC | 134.0428 | 134.0428 | 134.0428 | 134.0428 | 134.0428 | 158.4855 | 181.1192 | 192.9076 | 200.3392 | 209.0004 | 215.8678 | 221.4031 | 227.7233 | 237.4945 | 245.598 | 252.5811 | 265.0124 | 277.4807 | 293.0232 | 306.8659 | 314.5565 | 326.2417 | 332.6857 | 340.0242 | 346.0926 | 355.6183 | 367.5955 | 380.0229 | 389.6043 | 402.1382
ND | 0.89312 | 0.89312 | 0.89312 | 0.89312 | 0.89312 | 1.0652 | 1.2276 | 1.3137 | 1.3685 | 1.4328 | 1.4842 | 1.5258 | 1.5736 | 1.6478 | 1.7099 | 1.7638 | 1.8604 | 1.9582 | 2.0816 | 2.1929 | 2.2555 | 2.3513 | 2.4047 | 2.4659 | 2.5168 | 2.5972 | 2.6991 | 2.806 | 2.8894 | 2.9994
OH | 181.0251 | 181.0251 | 181.0251 | 181.0251 | 181.0251 | 214.9936 | 246.758 | 263.4563 | 274.0361 | 286.4059 | 296.2508 | 304.2095 | 313.3189 | 327.4413 | 339.203 | 349.3747 | 367.5375 | 385.8537 | 408.8107 | 429.3965 | 440.9034 | 458.4471 | 468.1724 | 479.2797 | 488.4949 | 503.0001 | 521.3166 | 540.4241 | 555.2388 | 574.7032
OK | 16.475 | 16.475 | 16.475 | 16.475 | 16.475 | 19.5858 | 22.5011 | 24.0368 | 25.0109 | 26.1506 | 27.0585 | 27.7929 | 28.6339 | 29.9386 | 31.0263 | 31.9677 | 33.6498 | 35.3482 | 37.4796 | 39.3939 | 40.4654 | 42.1004 | 43.0078 | 44.0449 | 44.9059 | 46.2622 | 47.9765 | 49.7671 | 51.1573 | 52.9856
OR | 118.7464 | 118.7464 | 118.7464 | 118.7464 | 118.7464 | 139.0416 | 157.4378 | 166.8304 | 172.6894 | 179.472 | 184.8082 | 189.0829 | 193.9395 | 201.4056 | 207.5439 | 212.7956 | 222.0869 | 231.3049 | 242.6711 | 252.6586 | 258.1414 | 266.4167 | 270.9346 | 276.0512 | 280.2556 | 286.8212 | 295.0097 | 303.4202 | 309.837 | 318.1637
PA | 300.8083 | 300.8083 | 300.8083 | 300.8083 | 300.8083 | 354.1921 | 403.1779 | 428.475 | 444.3503 | 462.7983 | 477.3767 | 489.0955 | 502.4473 | 523.0388 | 540.0512 | 554.6656 | 580.6113 | 606.5103 | 638.6403 | 667.0868 | 682.8074 | 706.6227 | 719.6975 | 734.5502 | 746.7978 | 765.9784 | 790.0075 | 814.8262 | 833.8711 | 858.694
RI | 45.821 | 45.821 | 45.821 | 45.821 | 45.821 | 52.8309 | 58.9728 | 62.0137 | 63.8806 | 66.0205 | 67.685 | 69.0064 | 70.4971 | 72.7701 | 74.616 | 76.1793 | 78.9213 | 81.6007 | 84.8555 | 87.6638 | 89.1809 | 91.4509 | 92.674 | 94.0494 | 95.1705 | 96.9097 | 99.0566 | 101.2339 | 102.8736 | 104.9805
SC | 90.1375 | 90.1375 | 90.1375 | 90.1375 | 90.1375 | 105.985 | 120.482 | 127.947 | 132.6245 | 138.0547 | 142.3411 | 145.7837 | 149.7031 | 155.7429 | 160.7265 | 165.0033 | 172.5892 | 180.1495 | 189.5141 | 197.7889 | 202.3539 | 209.2629 | 213.0505 | 217.3497 | 220.8916 | 226.4343 | 233.37 | 240.523 | 246.0037 | 253.1389
SD | 2.1053 | 2.1053 | 2.1053 | 2.1053 | 2.1053 | 2.5098 | 2.8911 | 3.0931 | 3.2217 | 3.3724 | 3.4927 | 3.5903 | 3.7021 | 3.876 | 4.0213 | 4.1474 | 4.3731 | 4.6018 | 4.8898 | 5.1497 | 5.2957 | 5.5191 | 5.6435 | 5.7859 | 5.9044 | 6.0915 | 6.3286 | 6.5771 | 6.7709 | 7.0264
TN | 40.665 | 40.665 | 40.665 | 40.665 | 40.665 | 48.4397 | 55.7575 | 59.6285 | 62.0895 | 64.9731 | 67.2739 | 69.1378 | 71.2747 | 74.5938 | 77.3662 | 79.7697 | 84.0706 | 88.4242 | 93.9016 | 98.8368 | 101.6073 | 105.8416 | 108.1976 | 110.8939 | 113.1362 | 116.6726 | 121.1521 | 125.8433 | 129.4953 | 134.3088
TX | 254.0115 | 254.0115 | 254.0115 | 254.0115 | 254.0115 | 299.852 | 342.1514 | 364.1101 | 377.9288 | 394.0155 | 406.7541 | 417.0108 | 428.7122 | 446.7856 | 461.752 | 474.6336 | 497.5406 | 520.4733 | 549.0063 | 574.3598 | 588.4163 | 609.7488 | 621.4924 | 634.8529 | 645.8888 | 663.1963 | 684.9266 | 707.4329 | 724.7528 | 747.377
UT | 89.7577 | 89.7577 | 89.7577 | 89.7577 | 89.7577 | 102.1539 | 112.709 | 117.8049 | 120.8945 | 124.4086 | 127.1181 | 129.2546 | 131.6515 | 135.2845 | 138.2075 | 140.6646 | 144.9471 | 149.086 | 154.0598 | 158.2958 | 160.559 | 163.9247 | 165.7221 | 167.7335 | 169.3642 | 171.8828 | 174.9709 | 178.0764 | 180.3955 | 183.3564
VT | 58.8145 | 58.8145 | 58.8145 | 58.8145 | 58.8145 | 67.8408 | 75.7568 | 79.6792 | 82.0884 | 84.8505 | 86.9997 | 88.7063 | 90.6317 | 93.5685 | 95.954 | 97.9749 | 101.5203 | 104.9861 | 109.1978 | 112.8332 | 114.798 | 117.7384 | 119.3233 | 121.1058 | 122.559 | 124.8138 | 127.5978 | 130.4221 | 132.5497 | 135.2841
VA | 184.3056 | 184.3056 | 184.3056 | 184.3056 | 184.3056 | 216.8992 | 246.7728 | 262.1834 | 271.8487 | 283.0764 | 291.9451 | 299.0719 | 307.1895 | 319.7049 | 330.04 | 338.9148 | 354.6654 | 370.3782 | 389.8599 | 407.0953 | 416.6141 | 431.0288 | 438.9383 | 447.9206 | 455.3248 | 466.9171 | 481.4332 | 496.418 | 507.9102 | 522.8823
WA | 54.4191 | 54.4191 | 54.4191 | 54.4191 | 54.4191 | 64.2259 | 73.2708 | 77.9641 | 80.9169 | 84.3538 | 87.075 | 89.2656 | 91.7645 | 95.6237 | 98.8189 | 101.5685 | 106.4573 | 111.3504 | 117.4369 | 122.8434 | 125.84 | 130.3871 | 132.8897 | 135.7365 | 138.0876 | 141.7743 | 146.4023 | 151.1944 | 154.8813 | 159.6964
WV | 8.656 | 8.656 | 8.656 | 8.656 | 8.656 | 10.2894 | 11.8198 | 12.6257 | 13.1369 | 13.735 | 14.2113 | 14.5966 | 15.0379 | 15.7223 | 16.2928 | 16.7866 | 17.6688 | 18.5594 | 19.677 | 20.6805 | 21.2421 | 22.0991 | 22.5746 | 23.1181 | 23.5692 | 24.2798 | 25.1779 | 26.1159 | 26.844 | 27.8015
WI | 100.2111 | 100.2111 | 100.2111 | 100.2111 | 100.2111 | 118.922 | 136.3888 | 145.5559 | 151.359 | 158.14 | 163.5333 | 167.8909 | 172.8765 | 180.6019 | 187.031 | 192.5875 | 202.5039 | 212.4943 | 225.0038 | 236.2074 | 242.4631 | 251.9947 | 257.2736 | 263.2994 | 268.2958 | 276.1564 | 286.0747 | 296.4111 | 304.4171 | 314.9274
WY | 2.26 | 2.26 | 2.26 | 2.26 | 2.26 | 2.6781 | 3.0671 | 3.2706 | 3.3992 | 3.5494 | 3.6686 | 3.7649 | 3.875 | 4.0454 | 4.187 | 4.3092 | 4.5271 | 4.7463 | 5.0202 | 5.265 | 5.4014 | 5.609 | 5.7238 | 5.8547 | 5.9631 | 6.1335 | 6.3482 | 6.5715 | 6.7442 | 6.9706
SECTION 7 - The state named in About!B1
Everything above covers all 48 states at once. This section pulls out the one state the workbook is currently set to and splits its residential total into urban and rural. The three BDESC output tabs are the last two rows of this section, nothing more.
Calculation | Value
Active state (name, typed on About!B1) | Louisiana
Active state (2-letter abbreviation, derived on About) | LA
Row of that state in section 3 (MATCH on column A) | 16
Percent of population urban (Census 2020) | 71.5417
Urban fraction = percent urban x pct_to_fraction | 0.71542
START LEVEL residential MW (section 3 col K) | 156.6263
START LEVEL commercial MW (section 3 col Q) | 13.5583
Start-year urban-residential MW = residential x urban fraction | 112.0531
Start-year rural-residential MW = residential x (1 - urban fraction) | 44.5732
Start-year commercial MW | 13.5583
Technical potential MW-AC (section 3 col S) | 16743.3
Year | 2021 | 2022 | 2023 | 2024 | 2025 | 2026 | 2027 | 2028 | 2029 | 2030 | 2031 | 2032 | 2033 | 2034 | 2035 | 2036 | 2037 | 2038 | 2039 | 2040 | 2041 | 2042 | 2043 | 2044 | 2045 | 2046 | 2047 | 2048 | 2049 | 2050
Allocated RESIDENTIAL total MW (urban + rural) | 156.6263 | 156.6263 | 156.6263 | 156.6263 | 156.6263 | 170.9265 | 187.0876 | 204.5808 | 222.1114 | 241.3237 | 262.8582 | 285.6539 | 310.664 | 338.5375 | 369.7357 | 404.2951 | 443.2245 | 486.3744 | 534.187 | 586.6091 | 644.2423 | 707.2066 | 775.5845 | 850.6904 | 932.2375 | 1021.4011 | 1118.6983 | 1225.5099 | 1340.6856 | 1466.2146
Allocated COMMERCIAL MW | 13.5583 | 13.5583 | 13.5583 | 13.5583 | 13.5583 | 16.0889 | 18.4509 | 19.6904 | 20.4749 | 21.3917 | 22.1208 | 22.7099 | 23.3838 | 24.4281 | 25.2971 | 26.0481 | 27.3883 | 28.7385 | 30.4289 | 31.9427 | 32.7879 | 34.0757 | 34.7888 | 35.6028 | 36.2777 | 37.3395 | 38.6792 | 40.0752 | 41.1564 | 42.5757
SECTION 8 - Checks (year block)
The first two rows are the load-bearing identity: the 48 states must add back up to the national envelope in every year, which is what makes the reallocation a redistribution rather than a level change. The last row guards against a state being allocated more rooftop than it has roof.
Year | 2021 | 2022 | 2023 | 2024 | 2025 | 2026 | 2027 | 2028 | 2029 | 2030 | 2031 | 2032 | 2033 | 2034 | 2035 | 2036 | 2037 | 2038 | 2039 | 2040 | 2041 | 2042 | 2043 | 2044 | 2045 | 2046 | 2047 | 2048 | 2049 | 2050
CHECK - sum of 48 residential minus the national total (must be 0) | 0 | 0 | 0 | 0 | 0 | 0 | 0 | 0 | 0 | 0 | 0 | 0 | 0 | 0 | 0 | 0 | 0 | 0 | 0 | 0 | 0 | 0 | 0 | 0 | 0 | 0 | 0 | 0 | 0 | 0
CHECK - sum of 48 commercial minus the national total (must be 0) | 0 | 0 | 0 | 0 | 0 | 0 | 0 | 0 | 0 | 0 | 0 | 0 | 0 | 0 | 0 | 0 | 0 | 0 | 0 | 0 | 0 | 0 | 0 | 0 | 0 | 0 | 0 | 0 | 0 | 0
CHECK - active state allocated total / technical potential (must be < 1) | 0.010164 | 0.010164 | 0.010164 | 0.010164 | 0.010164 | 0.01117 | 0.012276 | 0.013395 | 0.014489 | 0.015691 | 0.01702 | 0.018417 | 0.019951 | 0.021678 | 0.023593 | 0.025702 | 0.028108 | 0.030765 | 0.033722 | 0.036943 | 0.040436 | 0.044273 | 0.0484 | 0.052934 | 0.057845 | 0.063234 | 0.069125 | 0.075588 | 0.082531 | 0.090113

## BDESC-commercial
MW | 2021 | 2022 | 2023 | 2024 | 2025 | 2026 | 2027 | 2028 | 2029 | 2030 | 2031 | 2032 | 2033 | 2034 | 2035 | 2036 | 2037 | 2038 | 2039 | 2040 | 2041 | 2042 | 2043 | 2044 | 2045 | 2046 | 2047 | 2048 | 2049 | 2050
hard coal | 0 | 0 | 0 | 0 | 0 | 0 | 0 | 0 | 0 | 0 | 0 | 0 | 0 | 0 | 0 | 0 | 0 | 0 | 0 | 0 | 0 | 0 | 0 | 0 | 0 | 0 | 0 | 0 | 0 | 0
natural gas steam turbine | 0 | 0 | 0 | 0 | 0 | 0 | 0 | 0 | 0 | 0 | 0 | 0 | 0 | 0 | 0 | 0 | 0 | 0 | 0 | 0 | 0 | 0 | 0 | 0 | 0 | 0 | 0 | 0 | 0 | 0
natural gas combined cycle | 0 | 0 | 0 | 0 | 0 | 0 | 0 | 0 | 0 | 0 | 0 | 0 | 0 | 0 | 0 | 0 | 0 | 0 | 0 | 0 | 0 | 0 | 0 | 0 | 0 | 0 | 0 | 0 | 0 | 0
nuclear | 0 | 0 | 0 | 0 | 0 | 0 | 0 | 0 | 0 | 0 | 0 | 0 | 0 | 0 | 0 | 0 | 0 | 0 | 0 | 0 | 0 | 0 | 0 | 0 | 0 | 0 | 0 | 0 | 0 | 0
hydro | 0 | 0 | 0 | 0 | 0 | 0 | 0 | 0 | 0 | 0 | 0 | 0 | 0 | 0 | 0 | 0 | 0 | 0 | 0 | 0 | 0 | 0 | 0 | 0 | 0 | 0 | 0 | 0 | 0 | 0
onshore wind | 0 | 0 | 0 | 0 | 0 | 0 | 0 | 0 | 0 | 0 | 0 | 0 | 0 | 0 | 0 | 0 | 0 | 0 | 0 | 0 | 0 | 0 | 0 | 0 | 0 | 0 | 0 | 0 | 0 | 0
solar PV | 13.5583 | 13.5583 | 13.5583 | 13.5583 | 13.5583 | 16.0889 | 18.4509 | 19.6904 | 20.4749 | 21.3917 | 22.1208 | 22.7099 | 23.3838 | 24.4281 | 25.2971 | 26.0481 | 27.3883 | 28.7385 | 30.4289 | 31.9427 | 32.7879 | 34.0757 | 34.7888 | 35.6028 | 36.2777 | 37.3395 | 38.6792 | 40.0752 | 41.1564 | 42.5757
solar thermal | 0 | 0 | 0 | 0 | 0 | 0 | 0 | 0 | 0 | 0 | 0 | 0 | 0 | 0 | 0 | 0 | 0 | 0 | 0 | 0 | 0 | 0 | 0 | 0 | 0 | 0 | 0 | 0 | 0 | 0
biomass | 0 | 0 | 0 | 0 | 0 | 0 | 0 | 0 | 0 | 0 | 0 | 0 | 0 | 0 | 0 | 0 | 0 | 0 | 0 | 0 | 0 | 0 | 0 | 0 | 0 | 0 | 0 | 0 | 0 | 0
geothermal | 0 | 0 | 0 | 0 | 0 | 0 | 0 | 0 | 0 | 0 | 0 | 0 | 0 | 0 | 0 | 0 | 0 | 0 | 0 | 0 | 0 | 0 | 0 | 0 | 0 | 0 | 0 | 0 | 0 | 0
petroleum | 0 | 0 | 0 | 0 | 0 | 0 | 0 | 0 | 0 | 0 | 0 | 0 | 0 | 0 | 0 | 0 | 0 | 0 | 0 | 0 | 0 | 0 | 0 | 0 | 0 | 0 | 0 | 0 | 0 | 0
natural gas peaker | 0 | 0 | 0 | 0 | 0 | 0 | 0 | 0 | 0 | 0 | 0 | 0 | 0 | 0 | 0 | 0 | 0 | 0 | 0 | 0 | 0 | 0 | 0 | 0 | 0 | 0 | 0 | 0 | 0 | 0
lignite | 0 | 0 | 0 | 0 | 0 | 0 | 0 | 0 | 0 | 0 | 0 | 0 | 0 | 0 | 0 | 0 | 0 | 0 | 0 | 0 | 0 | 0 | 0 | 0 | 0 | 0 | 0 | 0 | 0 | 0
offshore wind | 0 | 0 | 0 | 0 | 0 | 0 | 0 | 0 | 0 | 0 | 0 | 0 | 0 | 0 | 0 | 0 | 0 | 0 | 0 | 0 | 0 | 0 | 0 | 0 | 0 | 0 | 0 | 0 | 0 | 0
crude oil | 0 | 0 | 0 | 0 | 0 | 0 | 0 | 0 | 0 | 0 | 0 | 0 | 0 | 0 | 0 | 0 | 0 | 0 | 0 | 0 | 0 | 0 | 0 | 0 | 0 | 0 | 0 | 0 | 0 | 0
heavy or residual fuel oil | 0 | 0 | 0 | 0 | 0 | 0 | 0 | 0 | 0 | 0 | 0 | 0 | 0 | 0 | 0 | 0 | 0 | 0 | 0 | 0 | 0 | 0 | 0 | 0 | 0 | 0 | 0 | 0 | 0 | 0
municipal solid waste | 0 | 0 | 0 | 0 | 0 | 0 | 0 | 0 | 0 | 0 | 0 | 0 | 0 | 0 | 0 | 0 | 0 | 0 | 0 | 0 | 0 | 0 | 0 | 0 | 0 | 0 | 0 | 0 | 0 | 0
hard coal w CCS | 0 | 0 | 0 | 0 | 0 | 0 | 0 | 0 | 0 | 0 | 0 | 0 | 0 | 0 | 0 | 0 | 0 | 0 | 0 | 0 | 0 | 0 | 0 | 0 | 0 | 0 | 0 | 0 | 0 | 0
natural gas combined cycle w CCS | 0 | 0 | 0 | 0 | 0 | 0 | 0 | 0 | 0 | 0 | 0 | 0 | 0 | 0 | 0 | 0 | 0 | 0 | 0 | 0 | 0 | 0 | 0 | 0 | 0 | 0 | 0 | 0 | 0 | 0
biomass w CCS | 0 | 0 | 0 | 0 | 0 | 0 | 0 | 0 | 0 | 0 | 0 | 0 | 0 | 0 | 0 | 0 | 0 | 0 | 0 | 0 | 0 | 0 | 0 | 0 | 0 | 0 | 0 | 0 | 0 | 0
lignite w CCS | 0 | 0 | 0 | 0 | 0 | 0 | 0 | 0 | 0 | 0 | 0 | 0 | 0 | 0 | 0 | 0 | 0 | 0 | 0 | 0 | 0 | 0 | 0 | 0 | 0 | 0 | 0 | 0 | 0 | 0
small modular reactor | 0 | 0 | 0 | 0 | 0 | 0 | 0 | 0 | 0 | 0 | 0 | 0 | 0 | 0 | 0 | 0 | 0 | 0 | 0 | 0 | 0 | 0 | 0 | 0 | 0 | 0 | 0 | 0 | 0 | 0
hydrogen combustion turbine | 0 | 0 | 0 | 0 | 0 | 0 | 0 | 0 | 0 | 0 | 0 | 0 | 0 | 0 | 0 | 0 | 0 | 0 | 0 | 0 | 0 | 0 | 0 | 0 | 0 | 0 | 0 | 0 | 0 | 0
hydrogen combined cycle | 0 | 0 | 0 | 0 | 0 | 0 | 0 | 0 | 0 | 0 | 0 | 0 | 0 | 0 | 0 | 0 | 0 | 0 | 0 | 0 | 0 | 0 | 0 | 0 | 0 | 0 | 0 | 0 | 0 | 0

## BDESC-urban-residential
MW | 2021 | 2022 | 2023 | 2024 | 2025 | 2026 | 2027 | 2028 | 2029 | 2030 | 2031 | 2032 | 2033 | 2034 | 2035 | 2036 | 2037 | 2038 | 2039 | 2040 | 2041 | 2042 | 2043 | 2044 | 2045 | 2046 | 2047 | 2048 | 2049 | 2050
hard coal | 0 | 0 | 0 | 0 | 0 | 0 | 0 | 0 | 0 | 0 | 0 | 0 | 0 | 0 | 0 | 0 | 0 | 0 | 0 | 0 | 0 | 0 | 0 | 0 | 0 | 0 | 0 | 0 | 0 | 0
natural gas steam turbine | 0 | 0 | 0 | 0 | 0 | 0 | 0 | 0 | 0 | 0 | 0 | 0 | 0 | 0 | 0 | 0 | 0 | 0 | 0 | 0 | 0 | 0 | 0 | 0 | 0 | 0 | 0 | 0 | 0 | 0
natural gas combined cycle | 0 | 0 | 0 | 0 | 0 | 0 | 0 | 0 | 0 | 0 | 0 | 0 | 0 | 0 | 0 | 0 | 0 | 0 | 0 | 0 | 0 | 0 | 0 | 0 | 0 | 0 | 0 | 0 | 0 | 0
nuclear | 0 | 0 | 0 | 0 | 0 | 0 | 0 | 0 | 0 | 0 | 0 | 0 | 0 | 0 | 0 | 0 | 0 | 0 | 0 | 0 | 0 | 0 | 0 | 0 | 0 | 0 | 0 | 0 | 0 | 0
hydro | 0 | 0 | 0 | 0 | 0 | 0 | 0 | 0 | 0 | 0 | 0 | 0 | 0 | 0 | 0 | 0 | 0 | 0 | 0 | 0 | 0 | 0 | 0 | 0 | 0 | 0 | 0 | 0 | 0 | 0
onshore wind | 0 | 0 | 0 | 0 | 0 | 0 | 0 | 0 | 0 | 0 | 0 | 0 | 0 | 0 | 0 | 0 | 0 | 0 | 0 | 0 | 0 | 0 | 0 | 0 | 0 | 0 | 0 | 0 | 0 | 0
solar PV | 112.0531 | 112.0531 | 112.0531 | 112.0531 | 112.0531 | 122.2837 | 133.8456 | 146.3605 | 158.9022 | 172.647 | 188.0532 | 204.3615 | 222.2542 | 242.1954 | 264.515 | 289.2394 | 317.0902 | 347.9604 | 382.1663 | 419.67 | 460.9017 | 505.9474 | 554.8661 | 608.5981 | 666.9383 | 730.7274 | 800.3354 | 876.7502 | 959.1488 | 1048.9544
solar thermal | 0 | 0 | 0 | 0 | 0 | 0 | 0 | 0 | 0 | 0 | 0 | 0 | 0 | 0 | 0 | 0 | 0 | 0 | 0 | 0 | 0 | 0 | 0 | 0 | 0 | 0 | 0 | 0 | 0 | 0
biomass | 0 | 0 | 0 | 0 | 0 | 0 | 0 | 0 | 0 | 0 | 0 | 0 | 0 | 0 | 0 | 0 | 0 | 0 | 0 | 0 | 0 | 0 | 0 | 0 | 0 | 0 | 0 | 0 | 0 | 0
geothermal | 0 | 0 | 0 | 0 | 0 | 0 | 0 | 0 | 0 | 0 | 0 | 0 | 0 | 0 | 0 | 0 | 0 | 0 | 0 | 0 | 0 | 0 | 0 | 0 | 0 | 0 | 0 | 0 | 0 | 0
petroleum | 0 | 0 | 0 | 0 | 0 | 0 | 0 | 0 | 0 | 0 | 0 | 0 | 0 | 0 | 0 | 0 | 0 | 0 | 0 | 0 | 0 | 0 | 0 | 0 | 0 | 0 | 0 | 0 | 0 | 0
natural gas peaker | 0 | 0 | 0 | 0 | 0 | 0 | 0 | 0 | 0 | 0 | 0 | 0 | 0 | 0 | 0 | 0 | 0 | 0 | 0 | 0 | 0 | 0 | 0 | 0 | 0 | 0 | 0 | 0 | 0 | 0
lignite | 0 | 0 | 0 | 0 | 0 | 0 | 0 | 0 | 0 | 0 | 0 | 0 | 0 | 0 | 0 | 0 | 0 | 0 | 0 | 0 | 0 | 0 | 0 | 0 | 0 | 0 | 0 | 0 | 0 | 0
offshore wind | 0 | 0 | 0 | 0 | 0 | 0 | 0 | 0 | 0 | 0 | 0 | 0 | 0 | 0 | 0 | 0 | 0 | 0 | 0 | 0 | 0 | 0 | 0 | 0 | 0 | 0 | 0 | 0 | 0 | 0
crude oil | 0 | 0 | 0 | 0 | 0 | 0 | 0 | 0 | 0 | 0 | 0 | 0 | 0 | 0 | 0 | 0 | 0 | 0 | 0 | 0 | 0 | 0 | 0 | 0 | 0 | 0 | 0 | 0 | 0 | 0
heavy or residual fuel oil | 0 | 0 | 0 | 0 | 0 | 0 | 0 | 0 | 0 | 0 | 0 | 0 | 0 | 0 | 0 | 0 | 0 | 0 | 0 | 0 | 0 | 0 | 0 | 0 | 0 | 0 | 0 | 0 | 0 | 0
municipal solid waste | 0 | 0 | 0 | 0 | 0 | 0 | 0 | 0 | 0 | 0 | 0 | 0 | 0 | 0 | 0 | 0 | 0 | 0 | 0 | 0 | 0 | 0 | 0 | 0 | 0 | 0 | 0 | 0 | 0 | 0
hard coal w CCS | 0 | 0 | 0 | 0 | 0 | 0 | 0 | 0 | 0 | 0 | 0 | 0 | 0 | 0 | 0 | 0 | 0 | 0 | 0 | 0 | 0 | 0 | 0 | 0 | 0 | 0 | 0 | 0 | 0 | 0
natural gas combined cycle w CCS | 0 | 0 | 0 | 0 | 0 | 0 | 0 | 0 | 0 | 0 | 0 | 0 | 0 | 0 | 0 | 0 | 0 | 0 | 0 | 0 | 0 | 0 | 0 | 0 | 0 | 0 | 0 | 0 | 0 | 0
biomass w CCS | 0 | 0 | 0 | 0 | 0 | 0 | 0 | 0 | 0 | 0 | 0 | 0 | 0 | 0 | 0 | 0 | 0 | 0 | 0 | 0 | 0 | 0 | 0 | 0 | 0 | 0 | 0 | 0 | 0 | 0
lignite w CCS | 0 | 0 | 0 | 0 | 0 | 0 | 0 | 0 | 0 | 0 | 0 | 0 | 0 | 0 | 0 | 0 | 0 | 0 | 0 | 0 | 0 | 0 | 0 | 0 | 0 | 0 | 0 | 0 | 0 | 0
small modular reactor | 0 | 0 | 0 | 0 | 0 | 0 | 0 | 0 | 0 | 0 | 0 | 0 | 0 | 0 | 0 | 0 | 0 | 0 | 0 | 0 | 0 | 0 | 0 | 0 | 0 | 0 | 0 | 0 | 0 | 0
hydrogen combustion turbine | 0 | 0 | 0 | 0 | 0 | 0 | 0 | 0 | 0 | 0 | 0 | 0 | 0 | 0 | 0 | 0 | 0 | 0 | 0 | 0 | 0 | 0 | 0 | 0 | 0 | 0 | 0 | 0 | 0 | 0
hydrogen combined cycle | 0 | 0 | 0 | 0 | 0 | 0 | 0 | 0 | 0 | 0 | 0 | 0 | 0 | 0 | 0 | 0 | 0 | 0 | 0 | 0 | 0 | 0 | 0 | 0 | 0 | 0 | 0 | 0 | 0 | 0

## BDESC-rural-residential
MW | 2021 | 2022 | 2023 | 2024 | 2025 | 2026 | 2027 | 2028 | 2029 | 2030 | 2031 | 2032 | 2033 | 2034 | 2035 | 2036 | 2037 | 2038 | 2039 | 2040 | 2041 | 2042 | 2043 | 2044 | 2045 | 2046 | 2047 | 2048 | 2049 | 2050
hard coal | 0 | 0 | 0 | 0 | 0 | 0 | 0 | 0 | 0 | 0 | 0 | 0 | 0 | 0 | 0 | 0 | 0 | 0 | 0 | 0 | 0 | 0 | 0 | 0 | 0 | 0 | 0 | 0 | 0 | 0
natural gas steam turbine | 0 | 0 | 0 | 0 | 0 | 0 | 0 | 0 | 0 | 0 | 0 | 0 | 0 | 0 | 0 | 0 | 0 | 0 | 0 | 0 | 0 | 0 | 0 | 0 | 0 | 0 | 0 | 0 | 0 | 0
natural gas combined cycle | 0 | 0 | 0 | 0 | 0 | 0 | 0 | 0 | 0 | 0 | 0 | 0 | 0 | 0 | 0 | 0 | 0 | 0 | 0 | 0 | 0 | 0 | 0 | 0 | 0 | 0 | 0 | 0 | 0 | 0
nuclear | 0 | 0 | 0 | 0 | 0 | 0 | 0 | 0 | 0 | 0 | 0 | 0 | 0 | 0 | 0 | 0 | 0 | 0 | 0 | 0 | 0 | 0 | 0 | 0 | 0 | 0 | 0 | 0 | 0 | 0
hydro | 0 | 0 | 0 | 0 | 0 | 0 | 0 | 0 | 0 | 0 | 0 | 0 | 0 | 0 | 0 | 0 | 0 | 0 | 0 | 0 | 0 | 0 | 0 | 0 | 0 | 0 | 0 | 0 | 0 | 0
onshore wind | 0 | 0 | 0 | 0 | 0 | 0 | 0 | 0 | 0 | 0 | 0 | 0 | 0 | 0 | 0 | 0 | 0 | 0 | 0 | 0 | 0 | 0 | 0 | 0 | 0 | 0 | 0 | 0 | 0 | 0
solar PV | 44.5732 | 44.5732 | 44.5732 | 44.5732 | 44.5732 | 48.6428 | 53.242 | 58.2203 | 63.2092 | 68.6767 | 74.8051 | 81.2923 | 88.4098 | 96.3421 | 105.2206 | 115.0556 | 126.1343 | 138.414 | 152.0207 | 166.9392 | 183.3406 | 201.2592 | 220.7184 | 242.0923 | 265.2993 | 290.6737 | 318.3629 | 348.7597 | 381.5368 | 417.2602
solar thermal | 0 | 0 | 0 | 0 | 0 | 0 | 0 | 0 | 0 | 0 | 0 | 0 | 0 | 0 | 0 | 0 | 0 | 0 | 0 | 0 | 0 | 0 | 0 | 0 | 0 | 0 | 0 | 0 | 0 | 0
biomass | 0 | 0 | 0 | 0 | 0 | 0 | 0 | 0 | 0 | 0 | 0 | 0 | 0 | 0 | 0 | 0 | 0 | 0 | 0 | 0 | 0 | 0 | 0 | 0 | 0 | 0 | 0 | 0 | 0 | 0
geothermal | 0 | 0 | 0 | 0 | 0 | 0 | 0 | 0 | 0 | 0 | 0 | 0 | 0 | 0 | 0 | 0 | 0 | 0 | 0 | 0 | 0 | 0 | 0 | 0 | 0 | 0 | 0 | 0 | 0 | 0
petroleum | 0 | 0 | 0 | 0 | 0 | 0 | 0 | 0 | 0 | 0 | 0 | 0 | 0 | 0 | 0 | 0 | 0 | 0 | 0 | 0 | 0 | 0 | 0 | 0 | 0 | 0 | 0 | 0 | 0 | 0
natural gas peaker | 0 | 0 | 0 | 0 | 0 | 0 | 0 | 0 | 0 | 0 | 0 | 0 | 0 | 0 | 0 | 0 | 0 | 0 | 0 | 0 | 0 | 0 | 0 | 0 | 0 | 0 | 0 | 0 | 0 | 0
lignite | 0 | 0 | 0 | 0 | 0 | 0 | 0 | 0 | 0 | 0 | 0 | 0 | 0 | 0 | 0 | 0 | 0 | 0 | 0 | 0 | 0 | 0 | 0 | 0 | 0 | 0 | 0 | 0 | 0 | 0
offshore wind | 0 | 0 | 0 | 0 | 0 | 0 | 0 | 0 | 0 | 0 | 0 | 0 | 0 | 0 | 0 | 0 | 0 | 0 | 0 | 0 | 0 | 0 | 0 | 0 | 0 | 0 | 0 | 0 | 0 | 0
crude oil | 0 | 0 | 0 | 0 | 0 | 0 | 0 | 0 | 0 | 0 | 0 | 0 | 0 | 0 | 0 | 0 | 0 | 0 | 0 | 0 | 0 | 0 | 0 | 0 | 0 | 0 | 0 | 0 | 0 | 0
heavy or residual fuel oil | 0 | 0 | 0 | 0 | 0 | 0 | 0 | 0 | 0 | 0 | 0 | 0 | 0 | 0 | 0 | 0 | 0 | 0 | 0 | 0 | 0 | 0 | 0 | 0 | 0 | 0 | 0 | 0 | 0 | 0
municipal solid waste | 0 | 0 | 0 | 0 | 0 | 0 | 0 | 0 | 0 | 0 | 0 | 0 | 0 | 0 | 0 | 0 | 0 | 0 | 0 | 0 | 0 | 0 | 0 | 0 | 0 | 0 | 0 | 0 | 0 | 0
hard coal w CCS | 0 | 0 | 0 | 0 | 0 | 0 | 0 | 0 | 0 | 0 | 0 | 0 | 0 | 0 | 0 | 0 | 0 | 0 | 0 | 0 | 0 | 0 | 0 | 0 | 0 | 0 | 0 | 0 | 0 | 0
natural gas combined cycle w CCS | 0 | 0 | 0 | 0 | 0 | 0 | 0 | 0 | 0 | 0 | 0 | 0 | 0 | 0 | 0 | 0 | 0 | 0 | 0 | 0 | 0 | 0 | 0 | 0 | 0 | 0 | 0 | 0 | 0 | 0
biomass w CCS | 0 | 0 | 0 | 0 | 0 | 0 | 0 | 0 | 0 | 0 | 0 | 0 | 0 | 0 | 0 | 0 | 0 | 0 | 0 | 0 | 0 | 0 | 0 | 0 | 0 | 0 | 0 | 0 | 0 | 0
lignite w CCS | 0 | 0 | 0 | 0 | 0 | 0 | 0 | 0 | 0 | 0 | 0 | 0 | 0 | 0 | 0 | 0 | 0 | 0 | 0 | 0 | 0 | 0 | 0 | 0 | 0 | 0 | 0 | 0 | 0 | 0
small modular reactor | 0 | 0 | 0 | 0 | 0 | 0 | 0 | 0 | 0 | 0 | 0 | 0 | 0 | 0 | 0 | 0 | 0 | 0 | 0 | 0 | 0 | 0 | 0 | 0 | 0 | 0 | 0 | 0 | 0 | 0
hydrogen combustion turbine | 0 | 0 | 0 | 0 | 0 | 0 | 0 | 0 | 0 | 0 | 0 | 0 | 0 | 0 | 0 | 0 | 0 | 0 | 0 | 0 | 0 | 0 | 0 | 0 | 0 | 0 | 0 | 0 | 0 | 0
hydrogen combined cycle | 0 | 0 | 0 | 0 | 0 | 0 | 0 | 0 | 0 | 0 | 0 | 0 | 0 | 0 | 0 | 0 | 0 | 0 | 0 | 0 | 0 | 0 | 0 | 0 | 0 | 0 | 0 | 0 | 0 | 0

## SYDEC
MW | urban residential | rural residential | commercial
hard coal | 0 | 0 | 0
natural gas steam turbine | 0 | 0 | 0
natural gas combined cycle | 0 | 0 | 0
nuclear | 0 | 0 | 0
hydro | 0 | 0 | 0
onshore wind | 0 | 0 | 0
solar PV | 112.0531 | 44.5732 | 13.5583
solar thermal | 0 | 0 | 0
biomass | 0 | 0 | 0
geothermal | 0 | 0 | 0
petroleum | 0 | 0 | 0
natural gas peaker | 0 | 0 | 0
lignite | 0 | 0 | 0
offshore wind | 0 | 0 | 0
crude oil | 0 | 0 | 0
heavy or residual fuel oil | 0 | 0 | 0
municipal solid waste | 0 | 0 | 0
hard coal w CCS | 0 | 0 | 0
natural gas combined cycle w CCS | 0 | 0 | 0
biomass w CCS | 0 | 0 | 0
lignite w CCS | 0 | 0 | 0
small modular reactor | 0 | 0 | 0
hydrogen combustion turbine | 0 | 0 | 0
hydrogen combined cycle | 0 | 0 | 0